## estimate_la_latest
item_id | bid_letter_item | division | description | component | qty | unit | qty_basis | qty_source | cost_code | ref_line | book_page | book_description_path | book_unit | unit_check | factor | book_qty | latest_period | material_la_latest | labor_la_latest | equipment_la_latest | total_la_latest | total_incl_op_la_latest | ext_material | ext_labor | ext_equipment | ext_total | ext_total_incl_op | price_status | match | candidate_row | reason | takeoff_notes
D01 | Demolition | 02 41 19 | Strip (E) kitchen: equipment, walk-ins, hood and ducts (disconnect by trades) |  | 1340 | SF | prior_estimate | mac_session_page1.txt L445 (02-010: 1,340 SF, A-1.10 KN4, KN5; room area measured) | [19 empty] | not_in_book |  | OT-11050510-4750 (flagged) | equipment count per K sheets not issued; the only hood-removal row is flagged | equipment count not available (no K sheets); A-1.10 KN4, KN5
D02 | Demolition | 06 05 05 | Remove (E) bar, back bar, diewall and millwork | Counter top removal, straight runs (L.F.) | 62 | LF | prior_estimate | mac_session_page1.txt L446 (02-020: 62 LF, A-1.10 KN8) | OT-06050520-1500 | 06 05 05.20 1500 | 174 | SELECTIVE DEMOLITION MILLWORK AND TRIM ¦ Counter top, straight runs | L.F. | same unit | 1 | 62 | 2026-Q02 | 0 | 5.99 | 0 | 5.99 |  | 0 | 371.38 | 0 | 371.38 |  | priced_substitute | partial |  | drawn: bar, diewall, back bar and millwork removal; the row covers the counter top only | A-1.10 KN8
D03 | Demolition | 02 41 19 | Remove (E) raised platforms, booths and ramp |  |  | LS | not quantifiable | 03_Architectural_Plans_Demo_RCP.pdf p2 (A-1.10 demo plan) KN10, KN12 (not dimensioned) | [19 empty] | not_quantified |  |  | not dimensioned on A-1.10
D04 | Demolition | 02 41 19 | Remove (E) curved stair to mezzanine |  | 1 | EA | drawn | 03_Architectural_Plans_Demo_RCP.pdf p2 (A-1.10 demo plan) KN11; 03_Architectural_Plans_Demo_RCP.pdf p3 (A-1.20 demo mezzanine) KN8 | [19 empty] | not_in_book |  |  | no stair demolition row in the book
D05 | Demolition | 02 41 19 | Remove (E) decorative non-bearing walls around structural columns |  |  | LS | not quantifiable | 03_Architectural_Plans_Demo_RCP.pdf p2 (A-1.10 demo plan) KN9 (2 tags + TYP.); 03_Architectural_Plans_Demo_RCP.pdf p3 (A-1.20 demo mezzanine) KN7 (3 tags + TYP.) | [19 empty] | not_quantified |  |  | wall SF not dimensioned on A-1.10 / A-1.20 | SF not dimensioned
D06 | Demolition | 02 41 19 | Remove (E) partitions and shaft wall |  |  | LS | not quantifiable | 03_Architectural_Plans_Demo_RCP.pdf p3 (A-1.20 demo mezzanine) KN4, KN13 (1 tag); 03_Architectural_Plans_Demo_RCP.pdf p2 (A-1.10 demo plan) dashed walls not dimensioned | [19 empty] | not_quantified |  |  | wall LF not dimensioned on A-1.10 / A-1.20
D07 | Demolition | 09 05 05 | Remove (E) ceiling coffers and mouldings, expose (E) structural beams (mezzanine) |  | 1088 | SF | inferred (explain) | 03_Architectural_Plans_Demo_RCP.pdf p3 (A-1.20 demo mezzanine) KN14; area = room M-21 1088 SF (mac_session_page2.txt L267) | [19 empty] | book_row_not_verified |  | OT-09050510-0200 (flagged) | coffer material not stated; GWB ceiling demolition row is flagged; plaster-on-lath row (OT-09050510-1000, verified) would apply only if the coffers are plaster | coffer material not stated on A-1.20
D08 | Demolition | 02 41 19 | Saw-cut and remove (E) concrete floor for trenching, floor drains/sinks, dumbwaiter and dishwasher exhaust |  |  | LS | not quantifiable | 03_Architectural_Plans_Demo_RCP.pdf p2 (A-1.10 demo plan) KN6; 03_Architectural_Plans_Demo_RCP.pdf p3 (A-1.20 demo mezzanine) KN6, KN18 (P sheets not issued) | [19 empty] | not_quantified |  | OT-02411916-0020 (verified, C.F.) | trench and opening dimensions per P sheets not issued
D09 | Demolition | 03 01 30 | Fill (E) core-drilled floor opening for ductwork |  | 1 | EA | drawn | 03_Architectural_Plans_Demo_RCP.pdf p3 (A-1.20 demo mezzanine) KN19 | [19 empty] | not_in_book |  |  | no floor-opening patch row; opening size not stated | opening size not stated
D10 | Demolition | 08 05 05 | Remove two panels of (E) window glass and frame for new exit door(s) |  | 2 | EA | drawn | 03_Architectural_Plans_Demo_RCP.pdf p2 (A-1.10 demo plan) KN13; 03_Architectural_Plans_Demo_RCP.pdf p3 (A-1.20 demo mezzanine) KN9 ('two panels of window glass & frame') | [19 empty] | book_row_not_verified |  | p268 window demolition line 0200 (flagged, no cost code) | aluminum window removal rows are flagged (p268 'Aluminum, including trim, to 12 S.F.' sits under an unreadable section header and carries no cost code)
D11 | Demolition | 08 05 05 | Remove (E) doors |  | 5 | EA | drawn | 03_Architectural_Plans_Demo_RCP.pdf p2 (A-1.10 demo plan) KN19 (2 tags); 03_Architectural_Plans_Demo_RCP.pdf p3 (A-1.20 demo mezzanine) KN12 (3 tags) | [19 empty] | book_row_not_verified |  | OT-08050510-1020 (machine_read) | interior door removal rows are machine_read / flagged | tag instances counted on the text layer
D12 | Demolition | 26 05 05 | Remove (E) light fixtures on mezzanine ceiling |  |  | LS | not quantifiable | 03_Architectural_Plans_Demo_RCP.pdf p3 (A-1.20 demo mezzanine) KN15 (count not shown) | [19 empty] | not_quantified |  |  | fixture count not shown on A-1.20
D13 | Demolition | 26 05 05 | Remove all (E) J-boxes and conduit in their entirety |  |  | LS | not quantifiable | 03_Architectural_Plans_Demo_RCP.pdf p2 (A-1.10 demo plan) general note 2; 03_Architectural_Plans_Demo_RCP.pdf p3 (A-1.20 demo mezzanine) general note 2 | [19 empty] | not_quantified |  |  | not quantifiable
D14 | Demolition | 22 05 05 | Remove (E) bar plumbing utilities; (E) lines to remain if they cannot be removed |  |  | LS | not quantifiable | 03_Architectural_Plans_Demo_RCP.pdf p2 (A-1.10 demo plan) KN8, KN22; 03_Architectural_Plans_Demo_RCP.pdf p3 (A-1.20 demo mezzanine) KN20 | [19 empty] | not_quantified |  |  | not quantifiable
D15 | Demolition | 09 05 05 | Patch and repair (E) terrazzo floor as required |  |  | LS | not quantifiable | 03_Architectural_Plans_Demo_RCP.pdf p2 (A-1.10 demo plan) KN14 (extent not shown) | [19 empty] | not_quantified |  |  | extent not shown
D16 | Demolition | 02 41 19 | Expose (E) concrete columns; patch and repair |  |  | LS | not quantifiable | 03_Architectural_Plans_Demo_RCP.pdf p2 (A-1.10 demo plan) KN18; 03_Architectural_Plans_Demo_RCP.pdf p3 (A-1.20 demo mezzanine) KN11 (count not shown) | [19 empty] | not_quantified |  |  | count not shown
W01 | Interior walls | 09 21 16 | New wall class A (tags 2, AC, 1, 5): LF x average height = SF of wall (one face) | Metal studs, non-load bearing, galv., 12' high, 20 ga., 3-5/8" wide, 16" OC (S.F.) | 12434 | SF | prior_estimate | mac_session_page1.txt L636 (LF by drawn tag: A 921 / B 119 / C 20; average heights 13.5 / 16.4 / 14.0 ft carried from the original estimate), L637 (SF 12434 / 1952 / 280), L639 (L1 452 LF, mezz 608 LF); SF = 921 LF x 13.5 ft = 12434 | OT-09221613-3200 | 09 22 16.13 3200 | 331 | 330 ¦ 3-5/8" wide, 16" OC | S.F. | same unit | 1 | 12434 | 2026-Q02 | 1.39 | 2.31 | 0 | 3.7 | 4.87 | 17283.26 | 28722.54 | 0 | 46005.8 | 60553.58 | priced_substitute | substitute |  | drawn types 1 and 2 are 3-5/8" 20 ga 16" OC as the row; the class A LF also contains AC walls (4" 16 ga) and type 5 (2" furring on (E) wall) that are not separable; row stud height 12' vs 13.5 ft class average | types 1 and 2: 3-5/8 in 20 ga studs 16 in o.c., 5/8 in Type X each side, 4 in acoustic insulation; AC: 4 in 16 ga studs, 2 layers 5/8 in Type X each side; type 5: 2 in steel on (E) wall, 5/8 in one side (A-2.10 / A-2.20 wall notes)
W01 | Interior walls | 09 21 16 | New wall class A (tags 2, AC, 1, 5): LF x average height = SF of wall (one face) | 5/8" fire-resistant (Type X) GWB on walls, taped and finished level 4 (S.F.), both sides | 12434 | SF | prior_estimate | mac_session_page1.txt L636 (LF by drawn tag: A 921 / B 119 / C 20; average heights 13.5 / 16.4 / 14.0 ft carried from the original estimate), L637 (SF 12434 / 1952 / 280), L639 (L1 452 LF, mezz 608 LF); SF = 921 LF x 13.5 ft = 12434 | OT-09291030-2150 | 09 29 10.30 2150 | 337 | © With compound skim coat (level 5 finish) ¦ 5/8" thick, on walls, standard, no finish included ¦ Fire resistant, no finish included ¦ Toped and finished (level 4 finish) | S.F. | converted: book qty = takeoff qty x 2 | 2 | 24868 | 2026-Q02 | 0.48 | 1.54 | 0 | 2.02 | 2.79 | 11936.64 | 38296.72 | 0 | 50233.36 | 69381.72 | priced_substitute | substitute |  | drawn: 5/8" Type X each side (types 1, 2) as the row, but the finish is drawn Level 5 in public areas (row: level 4) and the AC (2 layers each side) / type 5 (one side) layer counts are not separable from the class A LF | types 1 and 2: 3-5/8 in 20 ga studs 16 in o.c., 5/8 in Type X each side, 4 in acoustic insulation; AC: 4 in 16 ga studs, 2 layers 5/8 in Type X each side; type 5: 2 in steel on (E) wall, 5/8 in one side (A-2.10 / A-2.20 wall notes)
W01 | Interior walls | 09 21 16 | New wall class A (tags 2, AC, 1, 5): LF x average height = SF of wall (one face) | Mineral wool batts 3-1/2" thick R15, wall or ceiling (S.F.) as the 4" acoustic insulation | 12434 | SF | prior_estimate | mac_session_page1.txt L636 (LF by drawn tag: A 921 / B 119 / C 20; average heights 13.5 / 16.4 / 14.0 ft carried from the original estimate), L637 (SF 12434 / 1952 / 280), L639 (L1 452 LF, mezz 608 LF); SF = 921 LF x 13.5 ft = 12434 | OT-07211620-1320 | 07 21 16.20 1320 | 232 | asa. been 23" wide [G] ¦ Wall or ceiling insulation, mineral wool batts ¦ 3-1/2" thick, R15 [G] | S.F. | same unit | 1 | 12434 | 2026-Q02 | 1.15 | 0.44 | 0 | 1.59 |  | 14299.1 | 5470.96 | 0 | 19770.06 |  | priced_substitute | substitute |  | drawn: '4" acoustic insulation' with no product; row is 3-1/2" R15 mineral wool batt | types 1 and 2: 3-5/8 in 20 ga studs 16 in o.c., 5/8 in Type X each side, 4 in acoustic insulation; AC: 4 in 16 ga studs, 2 layers 5/8 in Type X each side; type 5: 2 in steel on (E) wall, 5/8 in one side (A-2.10 / A-2.20 wall notes)
W02 | Interior walls | 09 21 16 | New wall class B (tags 1A (2-hr), 3 (1-hr exterior plaster)): LF x average height = SF of wall (one face) | Metal studs 6" 20 ga 16" OC (type 1A / type 3) | 1952 | SF | prior_estimate | mac_session_page1.txt L636 (LF by drawn tag: A 921 / B 119 / C 20; average heights 13.5 / 16.4 / 14.0 ft carried from the original estimate), L637 (SF 12434 / 1952 / 280), L639 (L1 452 LF, mezz 608 LF); SF = 119 LF x 16.4 ft = 1952 | [19 empty] | book_row_not_matching |  | OT-09221613-3410 (verified, 25 ga 12" OC); OT-09221613-3490 (verified, unit unreadable) | drawn: 6" 20 ga studs 16" OC; nearest verified row OT-09221613-3410 is 25 ga 6" studs 12" OC under the 16' high 25 ga group; the 20 ga 6" rows carry an unreadable unit | 1A: 6 in 20 ga studs, 2 layers Type X each side (2-hr); 3: 6 in 20 ga studs, 5/8 in DensGlass, felt, 1 in exterior plaster, 5/8 in Type X interior (A-2.10 wall notes)
W02 | Interior walls | 09 21 16 | New wall class B (tags 1A (2-hr), 3 (1-hr exterior plaster)): LF x average height = SF of wall (one face) | 5/8" fire-resistant (Type X) GWB on walls, taped and finished level 4 (S.F.), 2 layers each side | 1952 | SF | prior_estimate | mac_session_page1.txt L636 (LF by drawn tag: A 921 / B 119 / C 20; average heights 13.5 / 16.4 / 14.0 ft carried from the original estimate), L637 (SF 12434 / 1952 / 280), L639 (L1 452 LF, mezz 608 LF); SF = 119 LF x 16.4 ft = 1952 | OT-09291030-2150 | 09 29 10.30 2150 | 337 | © With compound skim coat (level 5 finish) ¦ 5/8" thick, on walls, standard, no finish included ¦ Fire resistant, no finish included ¦ Toped and finished (level 4 finish) | S.F. | converted: book qty = takeoff qty x 4 | 4 | 7808 | 2026-Q02 | 0.48 | 1.54 | 0 | 2.02 | 2.79 | 3747.84 | 12024.32 | 0 | 15772.16 | 21784.32 | priced_substitute | substitute |  | drawn (type 1A): '2 layers TYPE-X GWB on ea. side' with no thickness stated; base layers priced with the taped-and-finished row (no verified unfinished Type X row); type 3 exterior plaster side not separable (W05) | 1A: 6 in 20 ga studs, 2 layers Type X each side (2-hr); 3: 6 in 20 ga studs, 5/8 in DensGlass, felt, 1 in exterior plaster, 5/8 in Type X interior (A-2.10 wall notes)
W03 | Interior walls | 09 21 16 | New wall class C (tags shaft/enclosure walls with no tag): LF x average height = SF of wall (one face) |  | 280 | SF | prior_estimate | mac_session_page1.txt L636 (LF by drawn tag: A 921 / B 119 / C 20; average heights 13.5 / 16.4 / 14.0 ft carried from the original estimate), L637 (SF 12434 / 1952 / 280), L639 (L1 452 LF, mezz 608 LF); SF = 20 LF x 14.0 ft = 280 | [19 empty] | spec_not_issued |  |  | shaft/enclosure assembly per A-6.xx / S sheets not issued | assembly per A-6.xx / S sheets (not issued)
W04 | Interior walls | 09 29 10 | Wall type AC: second layer of 5/8 in Type X each side (in addition to class A base assembly) |  |  | SF | not quantifiable | 03_Architectural_Plans_Demo_RCP.pdf p4 (A-2.10 floor plan) AC tags x8, 03_Architectural_Plans_Demo_RCP.pdf p5 (A-2.20 mezzanine plan) AC tags x4 (square tags counted on the text layer); LF per tag not separable from the class A total | [19 empty] | not_quantified |  |  | AC-tagged LF not separable from the class A total | open item: AC share of class A not separable
W05 | Interior walls | 09 24 23 | Wall type 3 exterior side: 5/8 in DensGlass, 2 layers felt, 1 in exterior plaster |  |  | SF | not quantifiable | 03_Architectural_Plans_Demo_RCP.pdf p4 (A-2.10 floor plan) type 3 tags x4; 03_Architectural_Plans_Demo_RCP.pdf p5 (A-2.20 mezzanine plan) x2; LF per tag not separable from the class B total | [19 empty] | not_quantified |  | OT-09242340-1000 (stucco 3 coats, verified, S.Y.); OT-09242340-1900 (mesh wired to steel, verified) | type 3 LF not separable from the class B total
W06 | Interior walls | 09 22 16 | Furr out and patch (E) wall for a continuous smooth surface |  |  | LS | not quantifiable | 03_Architectural_Plans_Demo_RCP.pdf p4 (A-2.10 floor plan) KN15 (not dimensioned) | [19 empty] | not_quantified |  |  | not dimensioned
W07 | Interior walls | 09 22 16 | Low wall 24 in tall around sloped ceiling (mezzanine) |  |  | LF | not quantifiable | 03_Architectural_Plans_Demo_RCP.pdf p5 (A-2.20 mezzanine plan) KN17 (not dimensioned) | [19 empty] | not_quantified |  |  | not dimensioned
W08 | Interior walls | 09 21 16 | Exit stair 1-hr enclosure walls (1704 N Vine): 6 in 16 ga studs 16 in o.c., 5/8 in Type X each side, 4 in acoustic insulation (UL U404) | Metal studs 6" 16 ga 16" OC (exit stair 1-hr wall) | 553.65 | SF | drawn | 2604-260626-Exit_Stairs-PC_Submittal1.pdf p3 (A-2.10 proposed plans): L1 runs 11'-10 1/2" + 5'-3" + 14'-11" + 6'-4" + 5'-11" = 44.29 LF; mezz runs 11'-10 1/2" + 5'-6" = 17.38 LF; heights 2604-260626-Exit_Stairs-PC_Submittal1.pdf p5 (A-6.11): 9'-6 1/2" V.I.F. (L1) and 7'-6 1/2" (mezz); SF = 44.29 x 9.542 + 17.38 x 7.542 = 553.7 | [19 empty] | book_row_not_matching |  | OT-09221613-3410 (verified, 25 ga 12" OC); OT-05411310-0330 (verified, 16 ga 6" wide, Ea.) | drawn: 6" 16 ga studs 16" OC; nearest verified S.F. row OT-09221613-3410 is 25 ga 6" 12" OC; the 16 ga rows in 05 41 13 are priced per stud (Ea.) | wall note 1 on the submittal plan
W08 | Interior walls | 09 21 16 | Exit stair 1-hr enclosure walls (1704 N Vine): 6 in 16 ga studs 16 in o.c., 5/8 in Type X each side, 4 in acoustic insulation (UL U404) | 5/8" fire-resistant (Type X) GWB on walls, taped and finished level 4 (S.F.), both sides | 553.65 | SF | drawn | 2604-260626-Exit_Stairs-PC_Submittal1.pdf p3 (A-2.10 proposed plans): L1 runs 11'-10 1/2" + 5'-3" + 14'-11" + 6'-4" + 5'-11" = 44.29 LF; mezz runs 11'-10 1/2" + 5'-6" = 17.38 LF; heights 2604-260626-Exit_Stairs-PC_Submittal1.pdf p5 (A-6.11): 9'-6 1/2" V.I.F. (L1) and 7'-6 1/2" (mezz); SF = 44.29 x 9.542 + 17.38 x 7.542 = 553.7 | OT-09291030-2150 | 09 29 10.30 2150 | 337 | © With compound skim coat (level 5 finish) ¦ 5/8" thick, on walls, standard, no finish included ¦ Fire resistant, no finish included ¦ Toped and finished (level 4 finish) | S.F. | converted: book qty = takeoff qty x 2 | 2 | 1107.3 | 2026-Q02 | 0.48 | 1.54 | 0 | 2.02 | 2.79 | 531.5 | 1705.24 | 0 | 2236.75 | 3089.37 | priced_exact | exact |  | drawn: '5/8" TYPE-X GWB ea. side' (submittal wall note 1) | wall note 1 on the submittal plan
W08 | Interior walls | 09 21 16 | Exit stair 1-hr enclosure walls (1704 N Vine): 6 in 16 ga studs 16 in o.c., 5/8 in Type X each side, 4 in acoustic insulation (UL U404) | Mineral wool batts 3-1/2" thick R15, wall or ceiling (S.F.) as the 4" acoustic insulation | 553.65 | SF | drawn | 2604-260626-Exit_Stairs-PC_Submittal1.pdf p3 (A-2.10 proposed plans): L1 runs 11'-10 1/2" + 5'-3" + 14'-11" + 6'-4" + 5'-11" = 44.29 LF; mezz runs 11'-10 1/2" + 5'-6" = 17.38 LF; heights 2604-260626-Exit_Stairs-PC_Submittal1.pdf p5 (A-6.11): 9'-6 1/2" V.I.F. (L1) and 7'-6 1/2" (mezz); SF = 44.29 x 9.542 + 17.38 x 7.542 = 553.7 | OT-07211620-1320 | 07 21 16.20 1320 | 232 | asa. been 23" wide [G] ¦ Wall or ceiling insulation, mineral wool batts ¦ 3-1/2" thick, R15 [G] | S.F. | same unit | 1 | 553.65 | 2026-Q02 | 1.15 | 0.44 | 0 | 1.59 |  | 636.7 | 243.61 | 0 | 880.3 |  | priced_substitute | substitute |  | drawn: '4" acoustic insulation, UL Des U404' with no product; row is 3-1/2" R15 mineral wool batt | wall note 1 on the submittal plan
W09 | Interior walls | 09 29 10 | Level 5 skim coat premium in public patron areas (dining, vestibules, restrooms) |  |  | SF | not quantifiable | 03_Architectural_Plans_Demo_RCP.pdf p4 (A-2.10 floor plan) GYP BOARD FINISH note 1; public/BOH wall split not separable | [19 empty] | not_quantified |  |  | public / back-of-house wall split not separable
C01 | Ceilings | 09 22 26 | CLG-1D: new 5/8 in Firecode 30 GWB on new steel joists (3-5/8 in under 4 ft span, 6 in elsewhere), smooth washable finish | New steel ceiling joists 3-5/8" (span under 4') / 6" with track | 2114 | SF | inferred (explain) | rooms tagged CLG-1D on 03_Architectural_Plans_Demo_RCP.pdf p6 (A-3.12 RCP) / 03_Architectural_Plans_Demo_RCP.pdf p7 (A-3.22 mezzanine RCP): kitchen+storage+wait station 1530 (= 1653 - 123, mac_session_page2.txt L291, L270) + hallway L1 210 (= 913 - 703, mac_session_page2.txt L289, L280) + host+green room 227 (mac_session_page2.txt L287) + dumbwaiter 24 (mac_session_page2.txt L283) + prep bar 123 (mac_session_page2.txt L270) = 2114 | [19 empty] | book_row_not_matching |  | OT-09222613-3400 (verified, suspended channels) | drawn: GWB on new steel joists; nearest verified row OT-09222613-3400 is suspended 1-5/8" carrier channels, a different framing system | excludes the 8'-0" CLG-1D perimeter band in dining 02 and the ADA lift lobby (not measured)
C01 | Ceilings | 09 22 26 | CLG-1D: new 5/8 in Firecode 30 GWB on new steel joists (3-5/8 in under 4 ft span, 6 in elsewhere), smooth washable finish | 5/8" GWB on ceilings, standard, with compound skim coat level 5 (S.F.) | 2114 | SF | inferred (explain) | rooms tagged CLG-1D on 03_Architectural_Plans_Demo_RCP.pdf p6 (A-3.12 RCP) / 03_Architectural_Plans_Demo_RCP.pdf p7 (A-3.22 mezzanine RCP): kitchen+storage+wait station 1530 (= 1653 - 123, mac_session_page2.txt L291, L270) + hallway L1 210 (= 913 - 703, mac_session_page2.txt L289, L280) + host+green room 227 (mac_session_page2.txt L287) + dumbwaiter 24 (mac_session_page2.txt L283) + prep bar 123 (mac_session_page2.txt L270) = 2114 | OT-09291030-3090 | 09 29 10.30 3090 | 337 | © Taped and finished (level 4 finish) ¦ On ceilings, standard, no finish included ¦ With compound skim coat (level 5 finish) | S.F. | same unit | 1 | 2114 | 2026-Q02 | 0.46 | 2.41 | 0 | 2.87 | 4.06 | 972.44 | 5094.74 | 0 | 6067.18 | 8582.84 | priced_substitute | substitute |  | drawn: 5/8" Ultralight Firecode 30 GWB, smooth washable finish; row is 5/8" standard board (the fire-resistant ceiling rows are machine_read); level 5 taken as the smooth finish | excludes the 8'-0" CLG-1D perimeter band in dining 02 and the ADA lift lobby (not measured)
C02 | Ceilings | 09 91 23 | Paint P-1 on new CLG-1D ceilings, primer and 2 coats | Painting, 2 coats finish on drywall or plaster with roller, incl. surface prep and primer (S.F.) | 2114 | SF | inferred (explain) | 03_Architectural_Plans_Demo_RCP.pdf p6 (A-3.12 RCP) leaders '2 / P-1 TYP.' at the CLG-1D rooms; SF = C01 | OT-09912372-1670 | 09 91 23.72 1670 | 372 | Paint 2 coats, smooth finish, cutin by brush ¦ Roller ¦ Painting walls, complete, including surface prep, primer & ¦ 2 coats finish, on drywall or plaster, with roller | S.F. | same unit | 1 | 2114 | 2026-Q02 | 0.52 | 1.68 | 0 | 2.2 |  | 1099.28 | 3551.52 | 0 | 4650.8 |  | priced_substitute | substitute |  | P-1 paint system per A-7.20 not issued; walls row applied to ceilings
C03 | Ceilings | 09 29 10 | Mezzanine curved soffits CLG-1D at 15'-9" with P-3 (8 locations) |  |  | SF | not quantifiable | 03_Architectural_Plans_Demo_RCP.pdf p7 (A-3.22 mezzanine RCP) 'CURVE UP 15'-9" CLG-1D P-3' x8 (not dimensioned) | [19 empty] | not_quantified |  |  | soffits not dimensioned
C04 | Ceilings | 09 91 23 | CLG-1A: refinish (E) GWB ceilings at (E) first-floor restrooms | Painting, 2 coats finish on drywall or plaster with roller (S.F.) | 438 | SF | inferred (explain) | 03_Architectural_Plans_Demo_RCP.pdf p6 (A-3.12 RCP) CLG-1A tags at rooms 11, 12, 13; SF = 578 - 70 - 70 (mac_session_page2.txt L292, L268, L269) = 438 | OT-09912372-1670 | 09 91 23.72 1670 | 372 | Paint 2 coats, smooth finish, cutin by brush ¦ Roller ¦ Painting walls, complete, including surface prep, primer & ¦ 2 coats finish, on drywall or plaster, with roller | S.F. | same unit | 1 | 438 | 2026-Q02 | 0.52 | 1.68 | 0 | 2.2 |  | 227.76 | 735.84 | 0 | 963.6 |  | priced_substitute | substitute |  | refinish of (E) GWB ceilings; finish per A-7.20 not issued
C05 | Ceilings | 03 35 00 | CLG-3A: clean and patch (E) exposed concrete waffle ceiling; stain and seal (E) beams and slab (ST-2/SL-2) | Concrete sealer, water based, 350 S.F./gal., 5 gallon pail (Gal.) - material only | 4623 | SF | inferred (explain) | 03_Architectural_Plans_Demo_RCP.pdf p6 (A-3.12 RCP) CLG-3A at dining 02 (1,925 SF, mac_session_page2.txt L288) + 03_Architectural_Plans_Demo_RCP.pdf p7 (A-3.22 mezzanine RCP) CLG-3A at all mezzanine rooms except prep bar: 2698 SF (= 1088 + 703 + 140 + 767, mac_session_page2.txt L267, L280, L268-269, L294); 2604-260921-HW_Comedy-Bid_Addendum1.pdf A-4.30..A-4.34 '(E) CONCRETE BEAMS & SLAB TO BE STAINED & SEAL' | OT-03051320-1660 | 03 05 13.20 1660 | 53 | 1100. Hardeners, metallic, 55 tb. bags, natural (grey) ¦ Sealer, water based, 350 S.F, 55 gallon drum ¦ 5 gallon pail | Gal. | converted: book qty = takeoff qty x 0.002857 | 0.002857 | 13.2086 | 2026-Q02 | 33.21 | 0 | 0 | 33.21 | 36.53 | 438.66 | 0 | 0 | 438.66 | 482.51 | priced_substitute | partial |  | coverage printed on the row: description_path 'Sealer, water based, 350 S.F, 55 gallon drum ¦ 5 gallon pail' (350 S.F. per gallon); factor = 1/350 gal per S.F.; stain and sealer products ST-2 / SL-2 per A-7.20 not issued; cleaning, patching and application labor have no verified row | RCP keynote 1
C06 | Ceilings | 07 21 29 | K-13 spray-applied acoustical insulation within (E) concrete coffers (no K-13 on ribs) |  | 4623 | SF | inferred (explain) | 03_Architectural_Plans_Demo_RCP.pdf p6 (A-3.12 RCP) / 03_Architectural_Plans_Demo_RCP.pdf p7 (A-3.22 mezzanine RCP) keynote 1 and AC-1 tags; upper-bound surface = C05 ceiling area (coffer share not stated) | [19 empty] | not_in_book |  |  | no K-13 / spray cellulose acoustic insulation row in the book
C07 | Ceilings | 08 31 13 | Access hatches in GWB ceilings (Williams Bros. WB DW 405 / DWAL 414) |  |  | EA | not quantifiable | 03_Architectural_Plans_Demo_RCP.pdf p6 (A-3.12 RCP) / 03_Architectural_Plans_Demo_RCP.pdf p7 (A-3.22 mezzanine RCP) general notes 3, 4 (hatch symbols not counted; mech/plumb drawings not issued) | [19 empty] | not_quantified |  | OT-08311310-4150 (verified, recessed drywall door 12x24) | hatch count not shown
C08 | Ceilings | 09 22 16 | Frame around (E) ceiling beams and new soffit at hallway openings (mezzanine) |  |  | LS | not quantifiable | 2604-260921-HW_Comedy-Bid_Addendum1.pdf A-4.30 notes 'GC TO FRAME WALL AROUND IT', 'ALIGN BOTTOM OF NEW SOFFIT' | [19 empty] | not_quantified |  |  | not dimensioned
F01 | Flooring | 09 60 00 | Floor finish, dining 02 (level 1) - finish code not issued |  | 1925 | SF | prior_estimate | mac_session_page2.txt L288 (1,925 SF) | [19 empty] | spec_not_issued |  |  | floor finish code not issued (A-2.75 / A-7.20) | A-2.75 floor finish plan and A-7.20 schedule not issued
F02 | Flooring | 09 60 00 | Floor finish, hallway 04 (level 1) - finish code not issued |  | 210 | SF | prior_estimate | mac_session_page2.txt L289 - L280 (913 - 703) | [19 empty] | spec_not_issued |  |  | floor finish code not issued (A-2.75 / A-7.20) | A-2.75 not issued
F03 | Flooring | 09 30 13 | Lobby/host floor tile FL-7 / FL-8 checkerboard with GRT-1 and green room FL-4 |  | 227 | SF | prior_estimate | mac_session_page2.txt L287 (227 SF, rooms 01 + 03); 2604-260921-HW_Comedy-Bid_Addendum1.pdf A-4.20 tags FL-7, FL-8, GRT-1; A-4.21 FL-4 | [19 empty] | spec_not_issued |  | OT-09311310-3300 (verified porcelain tile) | lobby tile (FL-7/FL-8) and green room FL-4 areas not separable; tile product per A-7.20 not issued | lobby/green room split not separable
F04 | Flooring | 09 60 00 | Floor finish, kitchen, dry storage, wait station - finish not issued |  | 1530 | SF | prior_estimate | mac_session_page2.txt L291 - L270 (1653 - 123) | [19 empty] | spec_not_issued |  | OT-09321610-0900 (quarry tile 6x6, verified); OT-09672323-1500 (epoxy topping 1/4", verified) | kitchen floor finish not issued (quarry tile / epoxy TBD in prior estimate) | A-2.75 / A-7.20 not issued
F05 | Flooring | 09 60 00 | Floor finish, mezzanine dining 2 and hallway 35 - finish not issued |  | 1791 | SF | prior_estimate | mac_session_page2.txt L267 + L280 (1088 + 703) | [19 empty] | spec_not_issued |  |  | floor finish code not issued (A-2.76 / A-7.20) | A-2.76 not issued
F06 | Flooring | 09 31 13 | Mezzanine restroom floor tile WT-1 with GRT-1 (1/8 in grout) | Ceramic tile, porcelain type, thin set, 1 color, color group 2, 1" x 1" (S.F.) | 140 | SF | prior_estimate | mac_session_page2.txt L268-269 (70 + 70 SF); 03_Architectural_Plans_Demo_RCP.pdf p10 (A-5.12 mezz restrooms) general note 1, tags WT-1, GRT-1 | OT-09311310-3300 | 09 31 13.10 3300 | 341 | Bee ¦ Ceramic tile, porcelain type, 1 color, color group 2, 1" x 1 | S.F. | same unit | 1 | 140 | 2026-Q02 | 8.74 | 6.63 | 0 | 15.37 | 19.04 | 1223.6 | 928.2 | 0 | 2151.8 | 2665.6 | priced_substitute | substitute |  | WT-1 tile product and size per A-7.20 not issued; row is 1" x 1" porcelain mosaic | tile product per A-7.20 (not issued)
F07 | Flooring | 06 40 23 | Stage millwork platform, level 1, 18 in AFF with LVT FL-6 |  | 104 | SF | drawn | 2604-260921-HW_Comedy-Bid_Addendum1.pdf A-4.22 main stage plan 12'-0" x 8'-8" = 104 SF; 03_Architectural_Plans_Demo_RCP.pdf p4 (A-2.10 floor plan) KN18 | [19 empty] | not_in_book |  |  | custom millwork platform with LVT; no verified platform or LVT row
F08 | Flooring | 06 40 23 | Stage millwork platform, mezzanine, 6 in AFF with LVT FL-6 |  |  | SF | not quantifiable | 03_Architectural_Plans_Demo_RCP.pdf p5 (A-2.20 mezzanine plan) KN22 (not dimensioned); 2604-260921-HW_Comedy-Bid_Addendum1.pdf A-4.30 note 5 shows 10 in | [19 empty] | not_quantified |  |  | not dimensioned | stage height conflict 6 in vs 10 in
F09 | Flooring | 06 22 13 | Wood base B-4 painted P-2, level 1 rooms | Base molding, classic profile 5/8" x 5-1/2", finger jointed and primed, poplar (L.F.) | 450 | LF | prior_estimate | mac_session_page2.txt L65-77 (fin_load.py output: wall finish SF by room and code read from Addendum 1 elevations A-4.20..A-4.34 and A-5.12): B-4 LF 49 + 206 + 40 + 155 = 450 | OT-06221315-5105 | 06 22 13.15 5105 | 200 | MOLDINGS, BASE ¦ Classic profile, 5/8" x 5-1/2", finger jointed and primed ¦ Poplar | L.F. | same unit | 1 | 450 | 2026-Q02 | 2.1 | 3.08 | 0 | 5.18 |  | 945 | 1386 | 0 | 2331 |  | priced_substitute | substitute |  | B-4 base profile and species per A-7.20 not issued; paint P-2 on the base not priced (no verified trim-paint row)
F10 | Flooring | 06 22 13 | LED base B-4 with P-5, mezzanine, lift lobbies and stair 2 (4 in, straight sections only) |  | 545 | LF | prior_estimate | mac_session_page2.txt L65-77 (fin_load.py output: wall finish SF by room and code read from Addendum 1 elevations A-4.20..A-4.34 and A-5.12): B-4 LF 86 + 9 + 33 + 125 + 11 + 260 + 21 = 545; 2604-260921-HW_Comedy-Bid_Addendum1.pdf A-4.32 note on straight sections | [19 empty] | not_in_book |  |  | LED base profile not in the book
F11 | Flooring | 09 31 13 | Tile cove base B-1 at mezzanine restrooms | Thin-set ceramic tile cove base 4-1/4" x 4-1/4" (L.F.) | 67 | LF | prior_estimate | mac_session_page2.txt L65-77 (fin_load.py output: wall finish SF by room and code read from Addendum 1 elevations A-4.20..A-4.34 and A-5.12): B-1 LF 33 + 34 = 67 | OT-09311310-0700 | 09 31 13.10 0700 | 340 | THIN-SET CERAMIC TILE ¦ Cove base, 4-1/4" x 4-1/4 | L.F. | same unit | 1 | 67 | 2026-Q02 | 7.31 | 9.5 | 0 | 16.81 |  | 489.77 | 636.5 | 0 | 1126.27 |  | priced_substitute | substitute |  | B-1 tile base product per A-7.20 not issued
F12 | Flooring | 03 35 00 | Floor preparation, leveling and moisture mitigation |  |  | LS | not quantifiable | no finish plan issued (A-2.75 / A-2.76) | [19 empty] | not_quantified |  |  | no finish plan issued
F13 | Flooring | 09 66 00 | 7 in terrazzo step at new exit door to match (E) sidewalk terrazzo |  |  | LF | not quantifiable | 03_Architectural_Plans_Demo_RCP.pdf p8 (A-4.01 exterior elevations) KN10 (length not dimensioned) | [19 empty] | not_quantified |  |  | length not dimensioned
R01 | New Roofing | 07 50 00 | Roof penetrations, curbs and flashing at grease duct and rooftop equipment |  |  | LS | not quantifiable | no roof plan or M sheets issued | [19 empty] | not_quantified |  |  | no roof plan or M sheets issued
I01 | Interior finishes | 09 72 16 | WC-8 wallcovering Type II (Calico 'Pyrite' P-1205 or equal), main room, green room, hallway | Vinyl wall covering, fabric-backed, medium weight, type 2 (20-24 oz./S.Y.) (S.F.) | 1988 | SF | prior_estimate | mac_session_page2.txt L65-77 (fin_load.py output: wall finish SF by room and code read from Addendum 1 elevations A-4.20..A-4.34 and A-5.12): WC-8 890 (L1-02) + 234 (L1-03) + 864 (L1-04) = 1988; plus 135 SF mixed WD-1/WC-8 not included | OT-09721613-3300 | 09 72 16.13 3300 | 359 | FLEXIBLE VINYL WALL COVERINGS ¦ Vinyl wall covering, fabric-backed, lightweight, type 1 (12-15 0z./S.Y.) ¦ Medium weight, type 2 (20-24 oz./S.Y.) | S.F. | same unit | 1 | 1988 | 2026-Q02 | 1.47 | 1.14 | 0 | 2.61 | 3.27 | 2922.36 | 2266.32 | 0 | 5188.68 | 6500.76 | priced_substitute | substitute |  | the issued sheets tag WC-8 only; 'Type II' comes from the prior session's note (mac_session_page3.txt L220), A-7.20 not issued; book line notes 'add 10-30% waste at takeoff', no waste added | no waste added
I02 | Interior finishes | 06 22 13 | Poplar moulding grid 1/2 in x 1/4 in stained to match WC-8, at 1'-8" W x 2'-4" H o.c. |  | 2044.8 | LF | inferred (explain) | 2604-260921-HW_Comedy-Bid_Addendum1.pdf A-4.21..A-4.27 note; LF = WC-8 SF x (1/1.6667 + 1/2.3333) = 1988 x 1.0286 = 2045 | [19 empty] | book_row_not_verified |  | p203 line 2510 (flagged, no cost code); OT-06221330-0575 (verified, casing 3/4" x 2-1/2" poplar, not matching) | drawn: 1/2" x 1/4" poplar strip stained to match WC-8; the only poplar crown row (p203 line 2510, 'Crown, 5/8" x 5/8", poplar', formerly OT-06221330-2510) is flagged in the replaced table (SECTION_ID_DOUBTFUL, no cost code, no total); the verified poplar rows of 06 22 13.30 (lines 0455-0575) are casing profiles 3/4" x 2-1/2" to 9-1/2", a different product | drawn size 1/2 x 1/4 in (T2 L21)
I03 | Interior finishes | 09 72 23 | WC-3 wallcovering, lobby | Wallpaper, average workmanship, solid pattern, low cost paper (S.F.) | 260 | SF | prior_estimate | mac_session_page2.txt L65-77 (fin_load.py output: wall finish SF by room and code read from Addendum 1 elevations A-4.20..A-4.34 and A-5.12): WC-3 260 (L1-01) | OT-09722310-3700 | 09 72 23.10 3700 | 360 | WALLPAPER including sizing; add 10-30% waste @ takeott RO97223-10 ¦ Wallpaper, average workmanship, solid pattern, low cost paper | S.F. | same unit | 1 | 260 | 2026-Q02 | 0.72 | 0.86 | 0 | 1.58 |  | 187.2 | 223.6 | 0 | 410.8 |  | priced_substitute | substitute |  | WC-3 product per A-7.20 not issued; row is a low-cost paper | product per A-7.20 (not issued)
I04 | Interior finishes | 09 72 23 | WC-4 wallpaper, all mezzanine walls, lift vestibules, stair 2 | Wallpaper, average workmanship, solid pattern, low cost paper (S.F.) | 3628 | SF | prior_estimate | mac_session_page2.txt L65-77 (fin_load.py output: wall finish SF by room and code read from Addendum 1 elevations A-4.20..A-4.34 and A-5.12): WC-4 773 + 44 + 177 + 795 + 55 + 1643 + 141 = 3628 | OT-09722310-3700 | 09 72 23.10 3700 | 360 | WALLPAPER including sizing; add 10-30% waste @ takeott RO97223-10 ¦ Wallpaper, average workmanship, solid pattern, low cost paper | S.F. | same unit | 1 | 3628 | 2026-Q02 | 0.72 | 0.86 | 0 | 1.58 |  | 2612.16 | 3120.08 | 0 | 5732.24 |  | priced_substitute | substitute |  | WC-4 'WALL PAPER' per Addendum; product per A-7.20 not issued; row is a low-cost paper | product per A-7.20 (not issued)
I05 | Interior finishes | 09 84 13 | TX-4 fabric-wrapped 2 in acoustic panels at main stage wall |  | 611 | SF | prior_estimate | mac_session_page2.txt L65-77 (fin_load.py output: wall finish SF by room and code read from Addendum 1 elevations A-4.20..A-4.34 and A-5.12): TX-4 611 (L1-02); 2604-260921-HW_Comedy-Bid_Addendum1.pdf A-4.22A detail | [19 empty] | book_row_not_matching |  | OT-09841310-1000 (verified) | TX-4 fabric-wrapped 2" acoustic panels: drawn: 2" acoustic panels with orange fabric stretched over them (A-4.22A); nearest verified row OT-09841310-1000 sits under 'FIXED PANELS, perforated steel facing' (mineral fiberboard, fabric covered, 3/4" thick, concealed spline), a different product
I06 | Interior finishes | 12 22 00 | TX-2 drapery with HW-20 / HW-21 hardware (lobby arch, green room window, main room) |  | 22 | SF | prior_estimate | mac_session_page2.txt L65-77 (fin_load.py output: wall finish SF by room and code read from Addendum 1 elevations A-4.20..A-4.34 and A-5.12): TX-2 15 + 7 = 22 | [19 empty] | not_in_book |  | OT-12221610-4040 (traverse rod, verified) | drapery fabric not in the book (hardware rods only)
I07 | Interior finishes | 06 42 00 | WD-1 wood paneling, main room |  | 145 | SF | prior_estimate | mac_session_page2.txt L65-77 (fin_load.py output: wall finish SF by room and code read from Addendum 1 elevations A-4.20..A-4.34 and A-5.12): WD-1 10 + mixed WD-1/WC-8 135 = 145 | [19 empty] | not_in_book |  |  | no verified wood paneling row (hardboard paneling only)
I08 | Interior finishes | 09 91 23 | Paint P-1 walls above tile, mezzanine restrooms, primer and 2 coats | Painting walls, 2 coats on drywall with roller incl. primer (S.F.) | 331 | SF | prior_estimate | mac_session_page2.txt L65-77 (fin_load.py output: wall finish SF by room and code read from Addendum 1 elevations A-4.20..A-4.34 and A-5.12): P-1 162 + 169 = 331 | OT-09912372-1670 | 09 91 23.72 1670 | 372 | Paint 2 coats, smooth finish, cutin by brush ¦ Roller ¦ Painting walls, complete, including surface prep, primer & ¦ 2 coats finish, on drywall or plaster, with roller | S.F. | same unit | 1 | 331 | 2026-Q02 | 0.52 | 1.68 | 0 | 2.2 |  | 172.12 | 556.08 | 0 | 728.2 |  | priced_substitute | substitute |  | P-1 paint system per A-7.20 not issued
I09 | Interior finishes | 09 31 13 | Wall tile WT-1 wainscot 4'-0" high, mezzanine restrooms | Ceramic tile, porcelain type, thin set, 1 color, 1" x 1" (S.F.) on walls | 159 | SF | prior_estimate | mac_session_page2.txt L65-77 (fin_load.py output: wall finish SF by room and code read from Addendum 1 elevations A-4.20..A-4.34 and A-5.12): WT-1 81 + 78 = 159; 03_Architectural_Plans_Demo_RCP.pdf p10 (A-5.12 mezz restrooms) KN17 | OT-09311310-3300 | 09 31 13.10 3300 | 341 | Bee ¦ Ceramic tile, porcelain type, 1 color, color group 2, 1" x 1 | S.F. | same unit | 1 | 159 | 2026-Q02 | 8.74 | 6.63 | 0 | 15.37 | 19.04 | 1389.66 | 1054.17 | 0 | 2443.83 | 3027.36 | priced_substitute | substitute |  | WT-1 product and size per A-7.20 not issued; floor-tile row applied to the wainscot
I10 | Interior finishes | 09 91 23 | Paint P-5 mezzanine doors and frames | Flush door and frame 3' x 7', oil, primer, brushwork, paint 1 coat (Ea.) | 14 | EA | drawn | 03_Architectural_Plans_Demo_RCP.pdf p5 (A-2.20 mezzanine plan) new-door tags 21, 22, 23, 24, 25, 26, 27, 28, 29, 30, 31, 34, 35, 39 (14); 2604-260921-HW_Comedy-Bid_Addendum1.pdf A-4.30..A-4.33 'DOOR P-5 / FRAME P-5' | OT-09912333-2200 | 09 91 23.33 2200 | 368 | DOORS AND WINDOWS, INTERIOR ALKYD (OIL BASE) RO99100-10 ¦ Flush door & frame, 3' x 7', oil, primer, brushwork ¦ Panel door & frame, 3' x 7', oil, primer, brushwork ¦ Paint, 1 coat | Ea. | same unit | 1 | 14 | 2026-Q02 | 7.97 | 90.63 | 0 | 98.6 | 143.06 | 111.58 | 1268.82 | 0 | 1380.4 | 2002.84 | priced_substitute | partial |  | book row is one finish coat on a flush door and frame; P-5 system and door type per A-7.20 / A-7.10 not issued
I11 | Interior finishes | 06 22 13 | Planton poplar moulding over mezzanine doors, painted P-5 |  | 14 | EA | drawn | 2604-260921-HW_Comedy-Bid_Addendum1.pdf A-4.31 note 'PROVIDE PLANTON MOULDING OVER DOOR'; one per mezzanine door (14) | [19 empty] | not_quantified |  |  | moulding LF per door not dimensioned (A-7.10 not issued) | LF per door not dimensioned (door widths per A-7.10 not issued)
I12 | Interior finishes | 06 22 13 | 2 in wood frame cased openings |  | 4 | EA | drawn | 03_Architectural_Plans_Demo_RCP.pdf p4 (A-2.10 floor plan) KN3 x3; 03_Architectural_Plans_Demo_RCP.pdf p5 (A-2.20 mezzanine plan) KN3 x1; 2604-260921-HW_Comedy-Bid_Addendum1.pdf A-4.31 '2" WOOD FRAME CASED OPENING, TYP.' | [19 empty] | not_in_book |  |  | no verified casing / cased-opening row
I13 | Interior finishes | 09 77 30 | FRP on inside face of prep bar | Fiberglass reinforced plastic panels .090" on walls, adhesive mounted, smooth surface (S.F.) | 17.21 | SF | inferred (explain) | 2604-260921-HW_Comedy-Bid_Addendum1.pdf A-4.33 note 'PROVIDE FRP ON INSIDE FACE OF PREP BAR'; prep bar 14'-11" (03_Architectural_Plans_Demo_RCP.pdf p5 (A-2.20 mezzanine plan) dim) x 42 in counter height (A-4.33) = 52.2 SF | OT-09773010-0030 | 09 77 30.10 0030 | 360 | FIBERGLASS REINFORCED PLASTIC PANELS, .090" thick ¦ On walls, adhesive mounted, embossed surface ¦ Smooth surface | S.F. | same unit | 1 | 17.21 | 2026-Q02 | 2.36 | 2.01 | 0 | 4.37 |  | 40.62 | 34.59 | 0 | 75.21 |  | priced_substitute | substitute |  | drawn: 'PROVIDE FRP' with no thickness, surface or fastening stated
I14 | Interior finishes | 03 35 00 | Stain and seal (E) concrete columns ST-2 / SL-2 |  | 16 | EA | prior_estimate | mac_session_page1.txt L116 (model: IfcColumn 16); 2604-260921-HW_Comedy-Bid_Addendum1.pdf A-4.20..A-4.34 '(E) CONCRETE COLUMN, CLEAN AND SEAL, TYP.' | [19 empty] | not_quantified |  |  | column surface area not stated; sealer material carried in C05 | column surface area not stated
I15 | Interior finishes | 05 58 13 | Perforated metal enclosure floor to exposed ceiling at (E) plumbing lines around column |  | 2 | EA | drawn | 03_Architectural_Plans_Demo_RCP.pdf p4 (A-2.10 floor plan) KN21 x1; 03_Architectural_Plans_Demo_RCP.pdf p5 (A-2.20 mezzanine plan) KN23 x1 | [19 empty] | not_in_book |  |  | custom perforated metal enclosure
I16 | Interior finishes | 06 40 23 | Light-beam millwork fins with LED (two channels) and stage-wall millwork |  |  | LS | not quantifiable | 03_Architectural_Plans_Demo_RCP.pdf p4 (A-2.10 floor plan) KN20; 2604-260921-HW_Comedy-Bid_Addendum1.pdf A-4.22A (not dimensioned in plan) | [19 empty] | not_quantified |  |  | custom millwork, not dimensioned
I17 | Interior finishes | 06 40 23 | Mezzanine stage decorative wood 4 in x 3 in with 1 W bulbs at 12 in o.c. |  |  | LF | not quantifiable | 2604-260921-HW_Comedy-Bid_Addendum1.pdf A-4.30 details 8A/8B (stage not dimensioned) | [19 empty] | not_quantified |  |  | not dimensioned
I18 | Interior finishes | 09 91 23 | Paint P-3 wood frames at lobby arch and pop-up, soffits | Painting, 2 coats on drywall or plaster with roller (S.F.) | 35 | SF | prior_estimate | mac_session_page2.txt L65-77 (fin_load.py output: wall finish SF by room and code read from Addendum 1 elevations A-4.20..A-4.34 and A-5.12): P-3 6 + 29 = 35 | OT-09912372-1670 | 09 91 23.72 1670 | 372 | Paint 2 coats, smooth finish, cutin by brush ¦ Roller ¦ Painting walls, complete, including surface prep, primer & ¦ 2 coats finish, on drywall or plaster, with roller | S.F. | same unit | 1 | 35 | 2026-Q02 | 0.52 | 1.68 | 0 | 2.2 |  | 18.2 | 58.8 | 0 | 77 |  | priced_substitute | substitute |  | P-3 on 2" painted wood frames; drywall/plaster walls row applied to wood; system per A-7.20 not issued
X01 | Exterior finishes | 08 43 13 | Exterior tempered-glass storefront exit doors to match (E) entry doors, with panic hardware, closer, weatherstrip and threshold | Aluminum-framed entrance door, 3' x 7' opening, clear anodized finish (Opng.) | 4 | EA | drawn | 03_Architectural_Plans_Demo_RCP.pdf p8 (A-4.01 exterior elevations) KN5 at elevations 2 and 4 (2); 2604-260626-Exit_Stairs-PC_Submittal1.pdf p3 KN3 at elevation 7 (2) | OT-08431310-0020 | 08 43 13.10 0020 | 291 | ALUMINUM-FRAMED ENTRANCE DOORS AND FRAMES ¦ Entrance door, 3' x 7' opening, clear anodized finish | Opng. | each-type units (takeoff Ea. = book Opng.) | 1 | 4 | 2026-Q02 | 1028.33 | 226.52 | 0 | 1254.85 | 1459.96 | 4113.32 | 906.08 | 0 | 5019.4 | 5839.84 | priced_substitute | substitute |  | drawn: tempered glass storefront exit door to match (E) entry doors in appearance, size and configuration; finish and size per A-7.10 not issued; row is a stock clear-anodized aluminum entrance door | A-7.10 not issued
X01 | Exterior finishes | 08 43 13 | Exterior tempered-glass storefront exit doors to match (E) entry doors, with panic hardware, closer, weatherstrip and threshold | Door frame for above doors, 3'-0" x 7'-0", bronze finish (Opng.) | 4 | EA | drawn | 03_Architectural_Plans_Demo_RCP.pdf p8 (A-4.01 exterior elevations) KN5 at elevations 2 and 4 (2); 2604-260626-Exit_Stairs-PC_Submittal1.pdf p3 KN3 at elevation 7 (2) | OT-08431310-0620 | 08 43 13.10 0620 | 291 | ALUMINUM-FRAMED ENTRANCE DOORS AND FRAMES ¦ Door frame for above doors 3-0" x 7'-0", mill finish ¦ Bronze finish | Opng. | each-type units (takeoff Ea. = book Opng.) | 1 | 4 | 2026-Q02 | 924.11 | 265.08 | 0 | 1189.19 | 1418.43 | 3696.44 | 1060.32 | 0 | 4756.76 | 5673.72 | priced_substitute | substitute |  | frame finish to match existing not fixed; row is bronze finish | A-7.10 not issued
X01 | Exterior finishes | 08 43 13 | Exterior tempered-glass storefront exit doors to match (E) entry doors, with panic hardware, closer, weatherstrip and threshold | Panic exit device with accessible lever trim | 4 | EA | drawn | 03_Architectural_Plans_Demo_RCP.pdf p8 (A-4.01 exterior elevations) KN5 at elevations 2 and 4 (2); 2604-260626-Exit_Stairs-PC_Submittal1.pdf p3 KN3 at elevation 7 (2) | [19 empty] | book_row_not_matching |  | OT-08712015-2250 (verified, hardware set) | drawn: panic hardware and accessible hardware on exterior exit doors (submittal KN3, A-4.01 KN5); the only verified rows with a panic device are average hardware sets for school / motel doors (OT-08712015-2250, 'Door'), a different product | A-7.10 not issued
X01 | Exterior finishes | 08 43 13 | Exterior tempered-glass storefront exit doors to match (E) entry doors, with panic hardware, closer, weatherstrip and threshold | Door closer, surface mounted, light duty, parallel arm, primed (Ea.) | 4 | EA | drawn | 03_Architectural_Plans_Demo_RCP.pdf p8 (A-4.01 exterior elevations) KN5 at elevations 2 and 4 (2); 2604-260626-Exit_Stairs-PC_Submittal1.pdf p3 KN3 at elevation 7 (2) | OT-08712030-8030 | 08 71 20.30 8030 | 305 | 7000. Electronic closer-holder, hinge facemount, concealed arm ¦ Surface mounted, standard duty, parallel arm, primed, traditional ¦ Light duty | Ea. | same unit | 1 | 4 | 2026-Q02 | 203.88 | 120.49 | 0 | 324.37 | 393.97 | 815.52 | 481.96 | 0 | 1297.48 | 1575.88 | priced_substitute | substitute |  | drawn: self-closing device (submittal KN3); closer grade not fixed; row is light duty | A-7.10 not issued
X01 | Exterior finishes | 08 43 13 | Exterior tempered-glass storefront exit doors to match (E) entry doors, with panic hardware, closer, weatherstrip and threshold | Bronze panic threshold 5" wide, 1/2" thick (Ea.) | 4 | EA | drawn | 03_Architectural_Plans_Demo_RCP.pdf p8 (A-4.01 exterior elevations) KN5 at elevations 2 and 4 (2); 2604-260626-Exit_Stairs-PC_Submittal1.pdf p3 KN3 at elevation 7 (2) | OT-08712065-0600 | 08 71 20.65 0600 | 309 | THRESHOLDS ¦ Bronze, panic threshold, 5" wide, 1/2" thick | Ea. | same unit | 1 | 4 | 2026-Q02 | 162.39 | 60.25 | 0 | 222.64 | 264.11 | 649.56 | 241 | 0 | 890.56 | 1056.44 | priced_substitute | substitute |  | drawn: 'exterior weatherstripping and threshold at bottom of door'; threshold type not fixed; weatherstripping not priced (no verified row) | A-7.10 not issued
X02 | Exterior finishes | 08 43 13 | Fixed tempered insulated glass storefront adjacent to exit door (1704 N Vine) and (N) fixed glass (6263 Hollywood) |  |  | SF | not quantifiable | 2604-260626-Exit_Stairs-PC_Submittal1.pdf p3 KN4; 03_Architectural_Plans_Demo_RCP.pdf p8 (A-4.01 exterior elevations) KN4; 03_Architectural_Plans_Demo_RCP.pdf p4 (A-2.10 floor plan) KN6 (panel sizes not dimensioned) | [19 empty] | not_quantified |  | OT-08811010-0800 (1/4" tempered glass, verified); OT-08411320-0150 (tube framing, verified) | panel sizes not dimensioned
X03 | Exterior finishes | 04 41 00 | Salvage and reset (E) granite base at new exit door bays |  |  | LF | not quantifiable | 03_Architectural_Plans_Demo_RCP.pdf p8 (A-4.01 exterior elevations) KN8 (not dimensioned) | [19 empty] | not_quantified |  |  | not dimensioned
X04 | Exterior finishes | 09 24 23 | New plaster wall to match (E) facade at exit door bays |  |  | SF | not quantifiable | 03_Architectural_Plans_Demo_RCP.pdf p8 (A-4.01 exterior elevations) KN9 (not dimensioned) | [19 empty] | not_quantified |  | OT-09242340-1000 (stucco, verified) | not dimensioned
X05 | Exterior finishes | 07 42 13 | Aluminum metal panel, color to match (E) window frame |  |  | SF | not quantifiable | 03_Architectural_Plans_Demo_RCP.pdf p8 (A-4.01 exterior elevations) KN12 (not dimensioned) | [19 empty] | not_quantified |  |  | not dimensioned
X06 | Exterior finishes | 05 52 13 | 1-1/2 in handrail at 34 in AFF at exterior step |  |  | LF | not quantifiable | 03_Architectural_Plans_Demo_RCP.pdf p8 (A-4.01 exterior elevations) KN7 (length not dimensioned) | [19 empty] | not_quantified |  | OT-05521350-0915 (wall rail, verified) | not dimensioned
DR1 | Doors & Hardware | 08 14 16 | New interior doors, frames and hardware (type per A-7.10 not issued) | Steel door, flush, "B" label 90 min, full panel, 20 ga., 3'-0" x 7'-0" (Ea.) | 22 | EA | drawn | new-door tags: 03_Architectural_Plans_Demo_RCP.pdf p4 (A-2.10 floor plan) 01, 02, 03, 04, 05, 06, 07, 08, 15, 16, 17, 18 (12); 03_Architectural_Plans_Demo_RCP.pdf p5 (A-2.20 mezzanine plan) 21, 22, 23, 24, 25, 26, 27, 28, 29, 30, 31, 34, 35, 39 (14); less 4 exterior storefront doors (X01) = 22 | OT-08131315-0080 | 08 13 13.15 0080 | 272 | METAL FIRE DOORS ¦ Steel, flush, B" label, 90 minutes ¦ Full panel, 20 ga., 2'-0" x 6'-8 ¦ 3'-0" x70 | Ea. | same unit | 1 | 22 | 2026-Q02 | 699.35 | 85.15 | 0 | 784.5 |  | 15385.7 | 1873.3 | 0 | 17259 |  | priced_substitute | substitute |  | door types, sizes and ratings per A-7.10 not issued (prior estimate: HM rated + wood); the verified wood flush-door rows carry no unit and the 08 14 16 rows are flagged; row is a 3'-0" x 7'-0" steel B-label door | existing doors to remain: E09, E10, E11, E12, E13, E14, E32, E33, E38; prior estimate carried 24 (mac_session_page1.txt L627)
DR1 | Doors & Hardware | 08 14 16 | New interior doors, frames and hardware (type per A-7.10 not issued) | Standard hollow metal frame, 14 ga., up to 5-3/4" jamb depth, 4'-0" x 7'-0" single (Ea.) | 22 | EA | drawn | new-door tags: 03_Architectural_Plans_Demo_RCP.pdf p4 (A-2.10 floor plan) 01, 02, 03, 04, 05, 06, 07, 08, 15, 16, 17, 18 (12); 03_Architectural_Plans_Demo_RCP.pdf p5 (A-2.20 mezzanine plan) 21, 22, 23, 24, 25, 26, 27, 28, 29, 30, 31, 34, 35, 39 (14); less 4 exterior storefront doors (X01) = 22 | OT-08121313-3600 | 08 12 13.13 3600 | 270 | STANDARD HOLLOW METAL FRAMES ¦ 14 ga., up to 5-3/4" deep, 3'-0" x 6'-8" single [G] ¦ up to 5-3/4" jamb depth, 4'-0" x 7'-0" single [G] | Ea. | same unit | 1 | 22 | 2026-Q02 | 297.52 | 96.39 | 0 | 393.91 |  | 6545.44 | 2120.58 | 0 | 8666.02 |  | priced_substitute | substitute |  | size difference: row is a 4'-0" x 7'-0" single frame, doors are drawn as 3'-0" leaves (A-2.10 '3'-0" DOOR'); no verified 3'-0" x 7'-0" single frame row (OT-08121313-0100 is machine_read); gauge per A-7.10 not issued | existing doors to remain: E09, E10, E11, E12, E13, E14, E32, E33, E38; prior estimate carried 24 (mac_session_page1.txt L627)
DR1 | Doors & Hardware | 08 14 16 | New interior doors, frames and hardware (type per A-7.10 not issued) | Lockset, standard duty, lever handled, keyed, single cylinder function (Ea.) | 22 | EA | drawn | new-door tags: 03_Architectural_Plans_Demo_RCP.pdf p4 (A-2.10 floor plan) 01, 02, 03, 04, 05, 06, 07, 08, 15, 16, 17, 18 (12); 03_Architectural_Plans_Demo_RCP.pdf p5 (A-2.20 mezzanine plan) 21, 22, 23, 24, 25, 26, 27, 28, 29, 30, 31, 34, 35, 39 (14); less 4 exterior storefront doors (X01) = 22 | OT-08712040-0500 | 08 71 20.40 0500 | 306 | LOCKSET, Standard duty ¦ Lever handled, keyed, single cylinder function | Ea. | same unit | 1 | 22 | 2026-Q02 | 208.62 | 72.29 | 0 | 280.91 |  | 4589.64 | 1590.38 | 0 | 6180.02 |  | priced_substitute | substitute |  | lock functions per A-7.10 not issued; one keyed lever lockset per door | existing doors to remain: E09, E10, E11, E12, E13, E14, E32, E33, E38; prior estimate carried 24 (mac_session_page1.txt L627)
DR1 | Doors & Hardware | 08 14 16 | New interior doors, frames and hardware (type per A-7.10 not issued) | Hinges, closers and remaining hardware per A-7.10 | 22 | EA | drawn | new-door tags: 03_Architectural_Plans_Demo_RCP.pdf p4 (A-2.10 floor plan) 01, 02, 03, 04, 05, 06, 07, 08, 15, 16, 17, 18 (12); 03_Architectural_Plans_Demo_RCP.pdf p5 (A-2.20 mezzanine plan) 21, 22, 23, 24, 25, 26, 27, 28, 29, 30, 31, 34, 35, 39 (14); less 4 exterior storefront doors (X01) = 22 | [19 empty] | book_row_not_matching |  | OT-08712030-8030 (verified, closer) | hardware sets per A-7.10 not issued; no verified hinge row; OT-08712030-8030 is a surface closer under the 'electronic closer-holder' heading and is not a hinge set | existing doors to remain: E09, E10, E11, E12, E13, E14, E32, E33, E38; prior estimate carried 24 (mac_session_page1.txt L627)
DR2 | Doors & Hardware | 08 13 13 | 1-hr fire-rated exit access door with panic hardware outside the rated stair shaft (1704 N Vine) | Steel door, flush, "B" label 90 min, full panel, 20 ga., 3'-0" x 7'-0" (Ea.) | 1 | EA | drawn | 2604-260626-Exit_Stairs-PC_Submittal1.pdf p3 KN5; p4 (A-6.10) KN5 | OT-08131315-0080 | 08 13 13.15 0080 | 272 | METAL FIRE DOORS ¦ Steel, flush, B" label, 90 minutes ¦ Full panel, 20 ga., 2'-0" x 6'-8 ¦ 3'-0" x70 | Ea. | same unit | 1 | 1 | 2026-Q02 | 699.35 | 85.15 | 0 | 784.5 |  | 699.35 | 85.15 | 0 | 784.5 |  | priced_substitute | substitute |  | drawn: 1-hr fire-rated exit access door, size per A-7.10 not issued; row is a 90-minute (B label) 3'-0" x 7'-0" steel door
DR2 | Doors & Hardware | 08 13 13 | 1-hr fire-rated exit access door with panic hardware outside the rated stair shaft (1704 N Vine) | Hollow metal frame 14 ga., "B" label, up to 5-3/4" deep, 4'-0" x 7'-0" single (Ea.) | 1 | EA | drawn | 2604-260626-Exit_Stairs-PC_Submittal1.pdf p3 KN5; p4 (A-6.10) KN5 | OT-08121313-5400 | 08 12 13.13 5400 | 270 | STANDARD HOLLOW METAL FRAMES ¦ 14 ga., "B" label, up to 5-3/4" deep, 4'-0" x 7'-0" single [IG] | Ea. | same unit | 1 | 1 | 2026-Q02 | 367.45 | 96.39 | 0 | 463.84 |  | 367.45 | 96.39 | 0 | 463.84 |  | priced_substitute | substitute |  | size difference: row is a 4'-0" wide labeled frame; door size per A-7.10 not issued
DR2 | Doors & Hardware | 08 13 13 | 1-hr fire-rated exit access door with panic hardware outside the rated stair shaft (1704 N Vine) | Panic hardware on the rated exit access door | 1 | EA | drawn | 2604-260626-Exit_Stairs-PC_Submittal1.pdf p3 KN5; p4 (A-6.10) KN5 | [19 empty] | book_row_not_matching |  | OT-08712015-2250 (verified, hardware set) | drawn: panic hardware (submittal KN5); the only verified panic rows are average hardware sets for school / motel doors (OT-08712015-2250), a different product
DR3 | Doors & Hardware | 08 31 13 | Access doors in walls (Williams Bros.) |  |  | EA | not quantifiable | mech/plumb drawings not issued | [19 empty] | not_quantified |  | OT-08311310-4150 (verified) | count per mech/plumb drawings not issued
DR4 | Doors & Hardware | 08 91 26 | Door louver at mechanical room 5 door | Door louver 12" x 12" with powder coat (Ea.) | 1 | EA | drawn | 2604-260921-HW_Comedy-Bid_Addendum1.pdf A-4.30 note 'LOUVER ON DOOR TO EXHAUST HOT AIR' | OT-08912610-0050 | 08 91 26.10 0050 | 319 | STEEL LOUVERS, 18 GAUGE, FIXED BLADE ¦ 12"x 12", with powder coat | Ea. | same unit | 1 | 1 | 2026-Q02 | 97.79 | 36.15 | 0 | 133.94 | 158.18 | 97.79 | 36.15 | 0 | 133.94 | 158.18 | priced_substitute | substitute |  | louver size and finish not given on A-4.30 | size not given
S01 | Stairs & railing | 05 51 13 | Stair 2 (exit stair, 1704 N Vine): shop-fabricated steel pan stair, concrete-filled pan treads, C12x20.7 stringers, picket rail | Pan stairs, shop fabricated, steel stringers, metal pan tread for concrete infill, picket rail, 3'-6" wide (Riser) | 11 | RISER | drawn | 2604-260626-Exit_Stairs-PC_Submittal1.pdf p5 (A-6.11): 11 risers @ 6 9/16 in, 10 treads @ 11 in; p9 (S-2.10) C12x20.7 stringers | OT-05511350-0200 | 05 51 13.50 0200 | 158 | PAN STAIRS, shop fabricated, steel stringers ¦ Made from recycled materials ¦ Metal pan tread for concrete infill, picket rail, 3-6" wide [G] | Riser | same unit | 1 | 11 | 2026-Q02 | 524.23 | 79.15 | 6.66 | 610.04 |  | 5766.53 | 870.65 | 73.26 | 6710.44 |  | priced_substitute | substitute |  | drawn: 3'-0" wide stair with C12x20.7 stringers and 1-1/2" handrails; row is 3'-6" wide with a picket rail
S02 | Stairs & railing | 03 31 13 | Concrete fill in stair pans |  | 27.5 | SF | inferred (explain) | 10 treads x 11 in x 3'-0" stair width (2604-260626-Exit_Stairs-PC_Submittal1.pdf p4 A-6.10 dims) = 27.5 SF | [19 empty] | not_in_book |  |  | no verified stair-pan concrete fill row
S03 | Stairs & railing | 05 12 23 | Landing beams HSS 8x4x1/4 (perimeter of 5'-0" x 4'-0" landing) | Structural tubing, rect., 8" x 4" x 3/8" x 12'-0" (Ea. = one 12'-0" piece) | 18 | LF | inferred (explain) | 2604-260626-Exit_Stairs-PC_Submittal1.pdf p9 (S-2.10) HSS8x4x1/4 on all four sides; landing 5'-0" x 4'-0" per p4 (A-6.10) dims; LF = 2 x (5 + 4) = 18 | OT-05122317-5600 | 05 12 23.17 5600 | 133 | © 7" to 10" wide, light section ¦ Structural tubing, rect., 5" x 3" x 1/4" x 12'-0 ¦ 8" x 4" x 3/8" x 12'-0 | Ea. | converted: book qty = takeoff qty x 0.083333 | 0.083333 | 1.5 | 2026-Q02 | 547.22 | 88.18 | 72.77 | 708.17 | 809.19 | 820.83 | 132.27 | 109.16 | 1062.26 | 1213.79 | priced_substitute | substitute |  | piece length printed on the row: '8" x 4" x 3/8" x 12'-0"'; factor 1/12 per LF (18 LF = 1.5 pieces); wall thickness differs: drawn 1/4", row 3/8"
S04 | Stairs & railing | 05 12 23 | Landing posts HSS 4x4 (2 posts, floor to +6'-0" landing) |  | 12 | LF | inferred (explain) | 2604-260626-Exit_Stairs-PC_Submittal1.pdf p10 (S-3.10) section 1: 2 HSS4x posts; height = landing +6'-0" (A-6.11); LF = 2 x 6 = 12 | [19 empty] | not_in_book |  |  | no verified HSS 4x4 row
S05 | Stairs & railing | 05 41 13 | Landing framing 800C162-54 joists @ 16 in o.c. with 800T162-54 track, 3/4 in Sure-Board decking |  | 20 | SF | inferred (explain) | 2604-260626-Exit_Stairs-PC_Submittal1.pdf p9 (S-2.10) joists/track; decking note 3; area = 5'-0" x 4'-0" = 20 SF | [19 empty] | not_in_book |  |  | landing joists are listed per stud (Ea.) only; Sure-Board decking not in the book
S06 | Stairs & railing | 05 05 23 | Base plates 8x8x1/4 with (4) 1/2 in x 4 in embedded anchors and post plates with (2) 1/2 in x 4 in threaded rods |  | 12 | EA | drawn | 2604-260626-Exit_Stairs-PC_Submittal1.pdf p10 (S-3.10) details 3 (2 plates x 4 anchors), 4 and 5 (2 posts x 2 rods) = 8 + 4 = 12 anchors | [19 empty] | book_row_not_matching |  | OT-05051920-0600 (verified, expansion shield) | Embedded anchors 1/2" x 4" and threaded rods at base plates: drawn: 1/2" x 4" embedded anchors / threaded rods (S-3.10); nearest verified row OT-05051920-0600 is a 1/2" x 2-1/16" zinc expansion shield, a different product
S07 | Stairs & railing | 05 52 13 | 1-1/2 in diameter metal handrails at 34-38 in, both sides, with 12 in top and TW+12 in bottom extensions | Wall rail, aluminum pipe 1-1/2" diameter, satin finish (L.F.) | 27.74 | LF | inferred (explain) | 2604-260626-Exit_Stairs-PC_Submittal1.pdf p5 (A-6.11) KN1; stringer length sqrt(9.167^2 + 6^2) = 10.96 ft; LF = 2 x (10.96 + 1.0 + 1.917) = 27.7 | OT-05521350-0915 | 05 52 13.50 0915 | 160 | RAILINGS, PIPE, shop fab'd, 3'-6" high, posts @ 5' OC ¦ Wall rail, alum. pipe, 1-1/4" diam., satin finish ¦ 1-1/2" diameter, satin finish | L.F. | same unit | 1 | 27.74 | 2026-Q02 | 28.97 | 12.98 | 1.09 | 43.04 |  | 803.63 | 360.07 | 30.24 | 1193.93 |  | priced_substitute | substitute |  | drawn: 1-1/2" diameter metal handrail at 34-38" (material not stated); row is aluminum satin wall rail; one side may be carried by the picket rail in S01
S08 | Stairs & railing | 05 51 13 | Visual warning strips 2-4 in wide at top and bottom treads |  | 2 | EA | drawn | 2604-260626-Exit_Stairs-PC_Submittal1.pdf p5 (A-6.11) KN2 | [19 empty] | not_in_book |  |  | visual warning strip not in the book
S09 | Stairs & railing | 05 51 13 | Steel enclosure parallel to stringer closing gap to (E) wall |  |  | LS | not quantifiable | 2604-260626-Exit_Stairs-PC_Submittal1.pdf p4 (A-6.10) KN8 | [19 empty] | not_quantified |  |  | not dimensioned
S10 | Stairs & railing | 05 51 13 | Stair 1 (interior, level 1 to mezzanine) and railing |  |  | LS | not quantifiable | 03_Architectural_Plans_Demo_RCP.pdf p4 (A-2.10 floor plan) KN5; A-6.10 / A-6.11 / A-6.12 of the main set not issued; mezzanine finish floor not dimensioned | [19 empty] | not_quantified |  |  | A-6.10/11/12 of the main set not issued; riser count unknown
S11 | Stairs & railing | 05 52 13 | Guardrail 42 in AFF at mezzanine edge |  |  | LF | not quantifiable | 03_Architectural_Plans_Demo_RCP.pdf p5 (A-2.20 mezzanine plan) KN6 (A-4.15 not issued; LF not dimensioned) | [19 empty] | not_quantified |  | OT-05521350-2050 (42" steel rail, verified) | LF not dimensioned; A-4.15 not issued
S12 | Stairs & railing | 06 40 23 | (N) step to access adjacent tenant space from mezzanine |  |  | LS | not quantifiable | 03_Architectural_Plans_Demo_RCP.pdf p5 (A-2.20 mezzanine plan) KN21 | [19 empty] | not_quantified |  |  | not dimensioned
S13 | Stairs & railing | 05 12 23 | (N) structural posts per S sheets |  | 4 | EA | drawn | 03_Architectural_Plans_Demo_RCP.pdf p4 (A-2.10 floor plan) KN12 x2; 03_Architectural_Plans_Demo_RCP.pdf p5 (A-2.20 mezzanine plan) KN12 x2 (S sheets not issued) | [19 empty] | spec_not_issued |  |  | post sizes per S sheets not issued
S14 | Stairs & railing | 26 51 13 | LED insert in stair 2 step treads |  |  | LS | not quantifiable | 2604-260921-HW_Comedy-Bid_Addendum1.pdf A-4.34 note | [19 empty] | not_quantified |  |  | not dimensioned
O01 | Owner-provided equipment install | 12 30 00 | Reception desk (Natura Design Works Mila black tambour 36 x 190.7 x 44 in) - set in place |  | 1 | EA | drawn | 2604-260921-HW_Comedy-Bid_Addendum1.pdf A-4.20 lobby elevation note | [19 empty] | owner_provided |  |  | owner-provided item; setting/installation labor has no verified row | owner-provided
O02 | Owner-provided equipment install | 06 41 00 | 2 in walnut shelves 18 in apart (lobby) |  |  | LF | not quantifiable | 2604-260921-HW_Comedy-Bid_Addendum1.pdf A-4.20 (length not dimensioned) | [19 empty] | owner_provided |  |  | owner-provided item; setting/installation labor has no verified row | owner-provided
O03 | Owner-provided equipment install | 10 28 13 | 60 x 48 in oblong mirrors (bronze glass lobby; clear glass green room) |  | 2 | EA | drawn | 2604-260921-HW_Comedy-Bid_Addendum1.pdf A-4.20 and A-4.21 notes | [19 empty] | owner_provided |  |  | owner-provided item; setting/installation labor has no verified row | owner-provided
O04 | Owner-provided equipment install | 10 28 13 | IBM Hollywood mirror Princess 60 x 45 in, green room |  | 1 | EA | drawn | 2604-260921-HW_Comedy-Bid_Addendum1.pdf A-4.21 note | [19 empty] | owner_provided |  |  | owner-provided item; setting/installation labor has no verified row | owner-provided
O05 | Owner-provided equipment install | 12 36 00 | 60 x 18 in makeup counters, green room |  | 2 | EA | drawn | 2604-260921-HW_Comedy-Bid_Addendum1.pdf A-4.21 (two notes '60"x18" MAKEUP COUNTER') | [19 empty] | owner_provided |  |  | owner-provided item; setting/installation labor has no verified row | owner-provided
O06 | Owner-provided equipment install | 10 57 00 | Mercury Row Garfinkel wall 5-hook |  | 1 | EA | drawn | 2604-260921-HW_Comedy-Bid_Addendum1.pdf A-4.21 note | [19 empty] | owner_provided |  |  | owner-provided item; setting/installation labor has no verified row | owner-provided
O07 | Owner-provided equipment install | 08 50 00 | 3'-0" x 2'-8" oblong window, green room |  | 1 | EA | drawn | 2604-260921-HW_Comedy-Bid_Addendum1.pdf A-4.21 note | [19 empty] | spec_not_issued |  |  | window type per A-7.10 not issued
O08 | Owner-provided equipment install | 11 40 00 | Foot rail from Kegworks at prep bar (by GC) |  |  | LF | not quantifiable | 2604-260921-HW_Comedy-Bid_Addendum1.pdf A-4.33 note (length not dimensioned) | [19 empty] | not_quantified |  |  | length not dimensioned
L_A1 | Lighting | 26 51 13 | New light fixtures type A1 (A-3.70 schedule not issued) |  | 11 | EA | drawn | tags counted on 03_Architectural_Plans_Demo_RCP.pdf p6 (A-3.12 RCP) (9) and 03_Architectural_Plans_Demo_RCP.pdf p7 (A-3.22 mezzanine RCP) (2) text layers; matches mac_session_page1.txt L404-405 | [19 empty] | spec_not_issued |  |  | fixture type per A-3.70 not issued | fixture type unknown
L_B1 | Lighting | 26 51 13 | New light fixtures type B1 (A-3.70 schedule not issued) |  | 28 | EA | drawn | tags counted on 03_Architectural_Plans_Demo_RCP.pdf p6 (A-3.12 RCP) (0) and 03_Architectural_Plans_Demo_RCP.pdf p7 (A-3.22 mezzanine RCP) (28) text layers; matches mac_session_page1.txt L404-405 | [19 empty] | spec_not_issued |  |  | fixture type per A-3.70 not issued | fixture type unknown
L_C1 | Lighting | 26 51 13 | New light fixtures type C1 (A-3.70 schedule not issued) |  | 6 | EA | drawn | tags counted on 03_Architectural_Plans_Demo_RCP.pdf p6 (A-3.12 RCP) (0) and 03_Architectural_Plans_Demo_RCP.pdf p7 (A-3.22 mezzanine RCP) (6) text layers; matches mac_session_page1.txt L404-405 | [19 empty] | spec_not_issued |  |  | fixture type per A-3.70 not issued | fixture type unknown
L_C2 | Lighting | 26 51 13 | New light fixtures type C2 (A-3.70 schedule not issued) |  | 3 | EA | drawn | tags counted on 03_Architectural_Plans_Demo_RCP.pdf p6 (A-3.12 RCP) (0) and 03_Architectural_Plans_Demo_RCP.pdf p7 (A-3.22 mezzanine RCP) (3) text layers; matches mac_session_page1.txt L404-405 | [19 empty] | spec_not_issued |  |  | fixture type per A-3.70 not issued | fixture type unknown
L_D1 | Lighting | 26 51 13 | New light fixtures type D1 (A-3.70 schedule not issued) |  | 15 | EA | drawn | tags counted on 03_Architectural_Plans_Demo_RCP.pdf p6 (A-3.12 RCP) (9) and 03_Architectural_Plans_Demo_RCP.pdf p7 (A-3.22 mezzanine RCP) (6) text layers; matches mac_session_page1.txt L404-405 | [19 empty] | spec_not_issued |  |  | fixture type per A-3.70 not issued | fixture type unknown
L_F1 | Lighting | 26 51 13 | New light fixtures type F1 (A-3.70 schedule not issued) |  | 24 | EA | drawn | tags counted on 03_Architectural_Plans_Demo_RCP.pdf p6 (A-3.12 RCP) (22) and 03_Architectural_Plans_Demo_RCP.pdf p7 (A-3.22 mezzanine RCP) (2) text layers; matches mac_session_page1.txt L404-405 | [19 empty] | spec_not_issued |  |  | fixture type per A-3.70 not issued | fixture type unknown
L_X1 | Lighting | 26 51 13 | New light fixtures type X1 (A-3.70 schedule not issued) |  | 18 | EA | drawn | tags counted on 03_Architectural_Plans_Demo_RCP.pdf p6 (A-3.12 RCP) (9) and 03_Architectural_Plans_Demo_RCP.pdf p7 (A-3.22 mezzanine RCP) (9) text layers; matches mac_session_page1.txt L404-405 | [19 empty] | spec_not_issued |  |  | fixture type per A-3.70 not issued | fixture type unknown
L_X2 | Lighting | 26 51 13 | New light fixtures type X2 (A-3.70 schedule not issued) |  | 3 | EA | drawn | tags counted on 03_Architectural_Plans_Demo_RCP.pdf p6 (A-3.12 RCP) (3) and 03_Architectural_Plans_Demo_RCP.pdf p7 (A-3.22 mezzanine RCP) (0) text layers; matches mac_session_page1.txt L404-405 | [19 empty] | spec_not_issued |  |  | fixture type per A-3.70 not issued | fixture type unknown
L_Y1 | Lighting | 26 51 13 | New light fixtures type Y1 (A-3.70 schedule not issued) |  | 15 | EA | drawn | tags counted on 03_Architectural_Plans_Demo_RCP.pdf p6 (A-3.12 RCP) (2) and 03_Architectural_Plans_Demo_RCP.pdf p7 (A-3.22 mezzanine RCP) (13) text layers; matches mac_session_page1.txt L404-405 | [19 empty] | spec_not_issued |  |  | fixture type per A-3.70 not issued | fixture type unknown
L_Y2 | Lighting | 26 51 13 | New light fixtures type Y2 (A-3.70 schedule not issued) |  | 11 | EA | drawn | tags counted on 03_Architectural_Plans_Demo_RCP.pdf p6 (A-3.12 RCP) (10) and 03_Architectural_Plans_Demo_RCP.pdf p7 (A-3.22 mezzanine RCP) (1) text layers; matches mac_session_page1.txt L404-405 | [19 empty] | spec_not_issued |  |  | fixture type per A-3.70 not issued | fixture type unknown
L_Y3 | Lighting | 26 51 13 | New light fixtures type Y3 (A-3.70 schedule not issued) |  | 9 | EA | drawn | tags counted on 03_Architectural_Plans_Demo_RCP.pdf p6 (A-3.12 RCP) (9) and 03_Architectural_Plans_Demo_RCP.pdf p7 (A-3.22 mezzanine RCP) (0) text layers; matches mac_session_page1.txt L404-405 | [19 empty] | spec_not_issued |  |  | fixture type per A-3.70 not issued | fixture type unknown
L_G | Lighting | 26 51 13 | Decorative fixtures G1..G21 |  | 62 | EA | drawn | G tags counted on 03_Architectural_Plans_Demo_RCP.pdf p6 (A-3.12 RCP) (35) and 03_Architectural_Plans_Demo_RCP.pdf p7 (A-3.22 mezzanine RCP) (27); matches mac_session_page1.txt L407-408 | [19 empty] | spec_not_issued |  |  | decorative fixtures per A-3.70 not issued
L_EX | Lighting | 26 52 13 | Exit signs and emergency lighting |  |  | EA | not quantifiable | 03_Architectural_Plans_Demo_RCP.pdf p6 (A-3.12 RCP) / 03_Architectural_Plans_Demo_RCP.pdf p7 (A-3.22 mezzanine RCP) symbols not countable on the text layer; E sheets (plans) not issued | [19 empty] | not_quantified |  | OT-26521316-0200 (LED exit sign, verified); OT-26521310-0900 (emergency unit, verified) | symbols not countable; E plans not issued
L_SW | Lighting | 26 27 26 | Switches, dimmers, dimming banks |  |  | EA | not quantifiable | 03_Architectural_Plans_Demo_RCP.pdf p6 (A-3.12 RCP) / 03_Architectural_Plans_Demo_RCP.pdf p7 (A-3.22 mezzanine RCP) symbols (S, D, DB) not countable on the text layer | [19 empty] | not_quantified |  | OT-26272620-0200 (switch), OT-26272620-1650 (dimmer), verified | symbols not countable
L_RC | Lighting | 26 27 26 | Receptacles called out on the interior elevations ('OUTLET, BLACK', 'POWER OUTLET @ 18" AFF') | Receptacle, duplex, 120 V, grounded, 15 A (Ea.) - device only | 8 | EA | drawn | 2604-260921-HW_Comedy-Bid_Addendum1.pdf A-4.20 (1), A-4.21 (1), A-4.23 (1), A-4.24 (2), A-4.25 (1), A-4.30 (1), A-4.31 (1) | OT-26272620-2460 | 26 27 26.20 2460 | 597 | WIRING DEVICES ELEMENTS ¦ Receptacle, duplex, 120 volt, grounded, 15 amp | Ea. | same unit | 1 | 8 | 2026-Q02 | 1.69 | 20.18 | 0 | 21.87 | 31.92 | 13.52 | 161.44 | 0 | 174.96 | 255.36 | priced_substitute | partial |  | device only; box, wiring and circuit not priced (E plans not issued); 'OUTLET, BLACK' colour/grade not fixed | branch wiring, panels and E plans not issued
L_LED | Lighting | 26 51 13 | LED strip in base B-4 (mezzanine) and in light-beam millwork |  | 545 | LF | prior_estimate | base LF per F10; 2604-260921-HW_Comedy-Bid_Addendum1.pdf A-4.30 'LED BASE P-5' | [19 empty] | not_in_book |  |  | LED tape / base strip not in the book
L_BR | Lighting | 26 05 00 | Branch circuits, panels, feeders, lighting controls |  |  | LS | not quantifiable | E-2.0 / E-2.1 / E-2.2 are single line and existing panel schedules only; E plans not issued | [19 empty] | not_quantified |  |  | E plans not issued
M01 | Mechanical | 23 81 46 | Water-source heat pumps WSHP-1..6 and WSHP-8 (tonnage per M schedule not issued) |  | 7 | EA | prior_estimate | mac_session_page1.txt (summary) equipment register WSHP-1..6, WSHP-8; 03_Architectural_Plans_Demo_RCP.pdf p5 (A-2.20 mezzanine plan) KN14 'Mechanical HVAC units' x4 tags | [19 empty] | book_row_not_verified |  | OT-23814610-2100 / -2140 / -2220 (machine_read) | water-source heat pump rows are machine_read; tonnage per M schedule not issued | M sheets not in the bid documents on hand
M02 | Mechanical | 11 44 00 | Type I kitchen exhaust hood with fire suppression |  | 1 | EA | drawn | 03_Architectural_Plans_Demo_RCP.pdf p4 (A-2.10 floor plan) KN8; 03_Architectural_Plans_Demo_RCP.pdf p6 (A-3.12 RCP) KN7 (hood length: A-2.10 outline not dimensioned, scales to 13 ft; M-6 states 18'-3" per mac_session_page1.txt summary) | [19 empty] | not_in_book |  | OT-11050510-4750 (flagged, removal) | Type I kitchen hood not in the book (removal row only, flagged) | K and M sheets not issued
M03 | Mechanical | 23 31 13 | Grease duct in 1-hr rated shaft (room 29) with fire wrap |  |  | LF | not quantifiable | 03_Architectural_Plans_Demo_RCP.pdf p6 (A-3.12 RCP) KN8; 03_Architectural_Plans_Demo_RCP.pdf p5 (A-2.20 mezzanine plan) room 29 grease duct shaft 58 SF (mac_session_page2.txt L275); duct LF not drawn | [19 empty] | not_quantified |  |  | duct LF not drawn; fire wrap not in the book
M04 | Mechanical | 23 34 00 | Exhaust fan EF-2 and make-up air unit MUA |  | 2 | EA | prior_estimate | mac_session_page1.txt (summary) equipment register EF-2, MUA riser | [19 empty] | spec_not_issued |  | OT-23733910-0100..0300 (make-up air by MBH, verified) | capacities not available | capacities not available
M05 | Mechanical | 23 37 13 | Supply diffusers, return and exhaust grilles, linear diffusers | Register, air supply, one or two way deflection, adjustable curved face bars, 12" x 12" (Ea.) | 45 | EA | prior_estimate | mac_session_page1.txt L477 (23-040: 45 EA, M-1 air distribution; A-3.12 / A-3.22) | OT-23371360-1120 | 23 37 13.60 1120 | 551 | REGISTERS ¦ Air supply ¦ One or two way deflection, adj. curved face bars ¦ 12" x 12 | Ea. | same unit | 1 | 45 | 2026-Q02 | 68.89 | 45.21 | 0 | 114.1 | 141.14 | 3100.05 | 2034.45 | 0 | 5134.5 | 6351.3 | priced_substitute | substitute |  | diffuser / grille types and sizes per M-1 not on hand; all 45 priced as 12" x 12" supply registers | sizes per M-1 not on hand
M06 | Mechanical | 23 31 13 | Ductwork, supply/return/exhaust, insulation |  |  | LF | not quantifiable | M sheets not issued | [19 empty] | not_quantified |  |  | M sheets not issued
M07 | Mechanical | 23 31 13 | Dishwasher exhaust duct from first floor through mezzanine |  |  | LF | not quantifiable | 03_Architectural_Plans_Demo_RCP.pdf p5 (A-2.20 mezzanine plan) KN11 | [19 empty] | not_quantified |  |  | M sheets not issued
M08 | Mechanical | 23 34 23 | Restroom exhaust fans, switched with lights | Bath exhaust fan, light combination, squirrel cage, 100 W, 70 CFM (Ea.) | 2 | EA | drawn | 03_Architectural_Plans_Demo_RCP.pdf p7 (A-3.22 mezzanine RCP) KN6 x2 (men's 22, women's 23); 03_Architectural_Plans_Demo_RCP.pdf p10 (A-5.12 mezz restrooms) keynote 1 | OT-23342310-6680 | 23 34 23.10 6680 | 548 | HVAC POWER CIRCULATORS AND VENTILATORS ¦ Residential, bath exhaust, grille, back draft damper ¦ Light combination, squirrel cage, 100 watt, 70 CFM | Ea. | same unit | 1 | 2 | 2026-Q02 | 146.31 | 77.61 | 0 | 223.92 | 274.19 | 292.62 | 155.22 | 0 | 447.84 | 548.38 | priced_substitute | substitute |  | drawn: mechanical exhaust diffuser switched with the lights, capacity per M sheets not issued; row is a residential light-combination fan
M09 | Mechanical | 23 05 93 | Test and balance |  |  | LS | not quantifiable | M sheets not issued | [19 empty] | not_quantified |  |  | M sheets not issued
P01 | Plumbing | 22 41 13 | Accessible water closets, mezzanine restrooms | Water closet, tank type, vitreous china, floor mounted, two piece, 1.28 gpf, ADA (Ea.) | 2 | EA | drawn | 03_Architectural_Plans_Demo_RCP.pdf p10 (A-5.12 mezz restrooms) KN2 (one per restroom, rooms 22 and 23); 03_Architectural_Plans_Demo_RCP.pdf p5 (A-2.20 mezzanine plan) KN8 | OT-22411313-1140 | 22 41 13.13 1140 | 519 | WATER CLOSETS ¦ Tank type, vitreous china, incl. seat, supply pipe w/stop, 1.6 gpf or noted ¦ Floor mounted ¦ Two piece, close coupled, 1.28 gpf, ADA | Ea. | same unit | 1 | 2 | 2026-Q02 | 336.52 | 286.32 | 0 | 622.84 | 788.57 | 673.04 | 572.64 | 0 | 1245.68 | 1577.14 | priced_substitute | substitute |  | drawn: accessible water closet (A-5.12 fixture schedule not readable in the text layer); flush type and model not fixed; row is a floor-mounted tank type
P01 | Plumbing | 22 41 13 | Accessible water closets, mezzanine restrooms | Water closet rough-in, supply, waste and vent (Ea.) | 2 | EA | drawn | 03_Architectural_Plans_Demo_RCP.pdf p10 (A-5.12 mezz restrooms) KN2 (one per restroom, rooms 22 and 23); 03_Architectural_Plans_Demo_RCP.pdf p5 (A-2.20 mezzanine plan) KN8 | OT-22411313-1980 | 22 41 13.13 1980 | 519 | WATER CLOSETS ¦ Tank type, vitreous china, incl. seat, supply pipe w/stop, 1.6 gpf or noted ¦ Floor mounted ¦ For rough-in, supply, waste and vent | Ea. | same unit | 1 | 2 | 2026-Q02 | 451.13 | 497.29 | 0 | 948.42 | 1219.4 | 902.26 | 994.58 | 0 | 1896.84 | 2438.8 | priced_exact | exact |  | rough-in for one water closet as drawn
P02 | Plumbing | 22 41 16 | Lavatories K-2035-8 Pinoir vitreous china with metering faucets | Lavatory K-2035-8 Pinoir, wall-hung vitreous china 20" x 18", with metering faucet | 2 | EA | drawn | 03_Architectural_Plans_Demo_RCP.pdf p5 (A-2.20 mezzanine plan) 'K-2035-8 PINOIR LAVATORY' x2; 03_Architectural_Plans_Demo_RCP.pdf p10 (A-5.12 mezz restrooms) KN8, KN9 | [19 empty] | book_row_not_matching |  | OT-22441613-2900 (verified, vanity top) | drawn: wall-hung lavatory K-2035-8 Pinoir (A-2.20, A-5.12 KN8, KN9); nearest verified row OT-22441613-2900 is a vanity-top vitreous china 20" x 16" bowl, a different mounting; the wall-hung rows are not verified
P02 | Plumbing | 22 41 16 | Lavatories K-2035-8 Pinoir vitreous china with metering faucets | Lavatory rough-in, supply, waste and vent (Ea.) | 2 | EA | drawn | 03_Architectural_Plans_Demo_RCP.pdf p5 (A-2.20 mezzanine plan) 'K-2035-8 PINOIR LAVATORY' x2; 03_Architectural_Plans_Demo_RCP.pdf p10 (A-5.12 mezz restrooms) KN8, KN9 | OT-22441613-3580 | 22 44 16.13 3580 | 519 | LAVATORIES, With trim, white unless noted otherwise ¦ Vanity top, porcelain enamel on cast iron ¦ Rougtrin, supply, waste and vent for all above lavatories | Ea. | same unit | 1 | 2 | 2026-Q02 | 522.37 | 655.52 | 0 | 1177.89 | 1493.91 | 1044.74 | 1311.04 | 0 | 2355.78 | 2987.82 | priced_exact | exact |  | rough-in for one lavatory as drawn
P03 | Plumbing | 22 13 23 | Grease interceptor in 1-hr rated enclosure with 6 in clearance |  | 1 | EA | drawn | 03_Architectural_Plans_Demo_RCP.pdf p4 (A-2.10 floor plan) KN14 | [19 empty] | spec_not_issued |  | p514 lines 0150 / 0200 / 1060 / 1120 (flagged, no cost code) | interceptor capacity (GPM) per P sheets not issued; in the replaced table the grease interceptor rows (p514 lines 0150 / 0200 / 1060 / 1120, by GPM) are flagged under an unreadable section header and carry no cost code | capacity (GPM) per P sheets not issued
P04 | Plumbing | 22 13 16 | Replace full 4 in sanitary main through kitchen from point of connection upstream of (E) restrooms |  |  | LF | not quantifiable | 03_Architectural_Plans_Demo_RCP.pdf p2 (A-1.10 demo plan) KN16 (P sheets not issued) | [19 empty] | not_quantified |  |  | LF per P sheets not issued
P05 | Plumbing | 22 13 19 | Floor sinks, floor drains and trenching for new kitchen |  |  | EA | not quantifiable | 03_Architectural_Plans_Demo_RCP.pdf p2 (A-1.10 demo plan) KN6 (count per P sheets not issued) | [19 empty] | not_quantified |  |  | count per P sheets not issued
P06 | Plumbing | 22 11 00 | Water, waste, vent and gas rough-in to kitchen and bar equipment |  |  | LS | not quantifiable | K and P sheets not issued | [19 empty] | not_quantified |  |  | K / P sheets not issued
P07 | Plumbing | 22 33 00 | Water heater |  |  | EA | not quantifiable | P sheets not issued | [19 empty] | not_quantified |  |  | P sheets not issued
V01 | Low Voltage | 28 46 00 | Fire alarm devices and connection to building system |  |  | LS | not quantifiable | no FA drawings issued | [19 empty] | not_quantified |  |  | no FA drawings issued
V02 | Low Voltage | 27 41 00 | Sound system, AV, data and security |  |  | LS | not quantifiable | no LV drawings issued (E-2.1 shows an existing 'Sound System' circuit only) | [19 empty] | not_quantified |  |  | no LV drawings issued
V03 | Low Voltage | 21 13 13 | Fire sprinkler head relocation / additions at new ceilings and walls |  |  | EA | not quantifiable | 03_Architectural_Plans_Demo_RCP.pdf p7 (A-3.22 mezzanine RCP) sprinkler head symbols not countable on the text layer; 03_Architectural_Plans_Demo_RCP.pdf p2 (A-1.10 demo plan) KN17 (E) riser to remain | [19 empty] | not_quantified |  | OT-21131350-3730 (sprinkler head, verified) | head count not countable; F sheets not issued
E01 | F&B equipment | 11 40 00 | Foodservice equipment package: cooking line, refrigeration, prep, dish, walk-ins |  |  | LS | not quantifiable | 03_Architectural_Plans_Demo_RCP.pdf p4 (A-2.10 floor plan) KN7 (K sheets not issued) | [19 empty] | not_in_book |  |  | quote required (K sheets not issued)
E02 | F&B equipment | 11 40 00 | Bar equipment package (main bar and mezzanine prep bar) |  |  | LS | not quantifiable | 03_Architectural_Plans_Demo_RCP.pdf p5 (A-2.20 mezzanine plan) KN7; 2604-260921-HW_Comedy-Bid_Addendum1.pdf A-4.30 key plan items TS-23, TBB-24GAL-72, Q-270, 18-53C | [19 empty] | not_in_book |  |  | quote required
E03 | F&B equipment | 11 40 00 | Stainless steel countertop on bar diewall at 42 in AFF |  | 21.79 | LF | drawn | 03_Architectural_Plans_Demo_RCP.pdf p4 (A-2.10 floor plan) KN17 with dimension 21'-9 1/2" | [19 empty] | not_in_book |  |  | no verified stainless steel countertop row
E04 | F&B equipment | 12 36 00 | Pick-up counter at 34 in AFF (A-5.20 not issued) |  |  | LF | not quantifiable | 03_Architectural_Plans_Demo_RCP.pdf p5 (A-2.20 mezzanine plan) KN13 | [19 empty] | not_quantified |  |  | A-5.20 not issued
G01 | Other required scope | 01 31 13 | Superintendent, full time |  | 30 | WK | prior_estimate | mac_session_page1.txt L430 (01-020: 30 wk) | [19 empty] | book_row_not_verified |  | OT-01311320-0240 (superintendent, header/flagged) | field personnel rows are flagged | duration assumed in prior estimate (RFI G-05)
G02 | Other required scope | 01 31 13 | Project manager, 50% |  | 15 | WK | prior_estimate | mac_session_page1.txt L429 (01-010: 15 wk) | [19 empty] | book_row_not_verified |  | OT-01311320-0180 (project manager, flagged) | field personnel rows are flagged
G03 | Other required scope | 01 31 13 | Project coordinator / document control, 50% |  | 15 | WK | prior_estimate | mac_session_page1.txt L431 (01-030: 15 wk) | [19 empty] | not_in_book |  |  | no coordinator row
G04 | Other required scope | 01 31 00 | Pre-construction: RFIs, submittals, sub buy-out, schedule |  | 1 | LS | prior_estimate | mac_session_page1.txt L432 | [19 empty] | not_in_book |  |  | company lump-sum item; no matching verified row (temporary utility rows carry no cost)
G05 | Other required scope | 01 51 13 | Temporary power and lighting |  | 1 | LS | prior_estimate | mac_session_page1.txt L433 | [19 empty] | not_in_book |  |  | company lump-sum item; no matching verified row (temporary utility rows carry no cost)
G06 | Other required scope | 01 52 13 | Temporary toilets, fencing, common-area and elevator protection (occupied building) |  | 1 | LS | prior_estimate | mac_session_page1.txt L434 | [19 empty] | not_in_book |  |  | company lump-sum item; no matching verified row (temporary utility rows carry no cost)
G07 | Other required scope | 02 41 19 | Dumpsters / haul-off (non-demo) | Dumpster, weekly rental, 1 dump/week, 30 C.Y. capacity, 7 tons (Week) | 30 | WK | prior_estimate | mac_session_page1.txt L435 (01-070: 30 wk) | OT-02411919-0800 | 02 41 19.19 0800 | 34 | Top Bolt down frame & counter weights, 250 lb. ¦ Dumpster, weekly rental, dump/week, 6 C.Y. capacity (2 tons) ¦ 30 CY. capacity (7 fons) | Week | same unit | 1 | 30 | 2026-Q02 | 959.08 | 0 | 0 | 959.08 | 1051.05 | 28772.4 | 0 | 0 | 28772.4 | 31531.5 | priced_substitute | substitute |  | dumpster size and dumps per week not stated in the prior estimate line; 30 C.Y. row used
G08 | Other required scope | 01 74 13 | Daily clean-up during construction | Cleanup of floor area, continuous, per day, during construction (M.S.F.) - 7.141 M.S.F. per day | 150 | DAY | prior_estimate | mac_session_page1.txt L436 (01-080: 30 wk) x 5 days/wk = 150 days; floor area 7141 SF (mac_session_page1.txt L437) | OT-01741320-0050 | 01 74 13.20 0050 | 26 | CLEANING UP ¦ Cleanup of floor area, continuous, per day, during const. | M.S.F. | converted: book qty = takeoff qty x 7.141000 | 7.141000 | 1071.15 | 2026-Q02 | 4.08 | 52.39 | 6.12 | 62.59 | 89.33 | 4370.29 | 56117.55 | 6555.44 | 67043.28 | 95685.83 | priced_exact | exact |  | book qty = 150 days x 7.141 M.S.F. (7,141 SF gross / 1000); the row is continuous daily cleanup of the floor area, the work carried by the prior line 01-080
G09 | Other required scope | 01 74 13 | Final / construction clean |  | 7141 | SF | prior_estimate | mac_session_page1.txt L437 (7,141 SF gross) | [19 empty] | book_row_not_verified |  | OT-01741320-0100 (flagged) | final clean by GC row is flagged
G10 | Other required scope | 01 54 00 | Small tools, consumables, PPE, SSSP, safety |  | 1 | LS | prior_estimate | mac_session_page1.txt L438 | [19 empty] | not_in_book |  |  | company lump-sum item; no matching verified row (temporary utility rows carry no cost)
G11 | Other required scope | 01 71 23 | Survey / layout / as-built documentation |  | 1 | LS | prior_estimate | mac_session_page1.txt L439 | [19 empty] | not_in_book |  |  | company lump-sum item; no matching verified row (temporary utility rows carry no cost)
G12 | Other required scope | 01 54 36 | Mobilization, loading-zone/street permits, hoisting and one crane day |  | 1 | LS | prior_estimate | mac_session_page1.txt L440 | [19 empty] | not_in_book |  |  | company lump-sum item; no matching verified row (temporary utility rows carry no cost)
G13 | Other required scope | 01 41 26 | Permit expediting (fees excluded) |  | 1 | LS | prior_estimate | mac_session_page1.txt L441 | [19 empty] | not_in_book |  |  | company lump-sum item; no matching verified row (temporary utility rows carry no cost)
G14 | Other required scope | 01 77 00 | Close-out: O&M manuals, commissioning support, warranties |  | 1 | LS | prior_estimate | mac_session_page1.txt L442 | [19 empty] | not_in_book |  |  | company lump-sum item; no matching verified row (temporary utility rows carry no cost)
G15 | Other required scope | 14 12 10 | Dumbwaiter, 2 stops (A-6.30 not issued) |  | 1 | EA | drawn | 03_Architectural_Plans_Demo_RCP.pdf p4 (A-2.10 floor plan) KN9; 03_Architectural_Plans_Demo_RCP.pdf p5 (A-2.20 mezzanine plan) KN9 | [19 empty] | book_row_not_verified |  | OT-14121010-0020 (flagged) | electric dumbwaiter rows are flagged
G16 | Other required scope | 14 42 16 | ADA vertical wheelchair lift (A-6.20..A-6.22 not issued) - vendor quote (McKinley Equipment / Garaventa ROM on file) |  | 1 | EA | drawn | 03_Architectural_Plans_Demo_RCP.pdf p4 (A-2.10 floor plan) KN10; 03_Architectural_Plans_Demo_RCP.pdf p5 (A-2.20 mezzanine plan) KN10 | [19 empty] | quote |  |  | vendor quote origin (McKinley Equipment e-mail, Garaventa ROM on file); not a book price | quote origin, not a book price
G17 | Other required scope | 03 30 00 | ADA lift pit / shaft base: saw-cut, excavation, concrete, rebar |  |  | LS | not quantifiable | A-6.21 and S sheets not issued | [19 empty] | not_quantified |  |  | drawings not issued
G18 | Other required scope | 03 30 00 | Dumbwaiter pit, curb and floor openings at two levels |  |  | LS | not quantifiable | A-6.30 not issued; 03_Architectural_Plans_Demo_RCP.pdf p3 (A-1.20 demo mezzanine) KN6 | [19 empty] | not_quantified |  |  | drawings not issued
G19 | Other required scope | 03 30 00 | Footing / anchor pads for new steel posts |  |  | EA | not quantifiable | S sheets not issued | [19 empty] | not_quantified |  |  | drawings not issued
G20 | Other required scope | 03 30 00 | Equipment and grease-interceptor housekeeping pads |  |  | LS | not quantifiable | K/P sheets not issued | [19 empty] | not_quantified |  |  | drawings not issued
G21 | Other required scope | 02 41 19 | Core drilling for MEP and GPR scan of slab before cutting |  |  | LS | not quantifiable | M/P/E plans not issued | [19 empty] | not_quantified |  |  | drawings not issued
G22 | Other required scope | 10 44 13 | Fire extinguishers and cabinets | Fire equipment cabinet, portable extinguisher, single, 8" x 12" x 27", steel door and frame (Ea.) | 8 | EA | prior_estimate | mac_session_page1.txt L476 (10-020: 8 EA); FE symbols not found on the A-2.10 / A-2.20 text layers (legend only) | OT-10441353-1100 | 10 44 13.53 1100 | 397 | FIRE EQUIPMENT CABINETS, not equipped, 20 ga. steel box ¦ Portable extinguisher, single, 8" x 12" x 27", alum. door & frame ¦ Steel door and frame | Ea. | same unit | 1 | 8 | 2026-Q02 | 112.72 | 171.23 | 0 | 283.95 | 375.97 | 901.76 | 1369.84 | 0 | 2271.6 | 3007.76 | priced_substitute | substitute |  | cabinet type (recessed/surface, door style) not specified on the plans
G22 | Other required scope | 10 44 13 | Fire extinguishers and cabinets | Portable fire extinguisher, ABC all purpose, 20 lb. (Ea.) | 8 | EA | prior_estimate | mac_session_page1.txt L476 (10-020: 8 EA); FE symbols not found on the A-2.10 / A-2.20 text layers (legend only) | OT-10441613-2100 | 10 44 16.13 2100 | 398 | ABC all purpose type, portable, 2-1/2 lb. ¦ 20 lb. | Ea. | same unit | 1 | 8 | 2026-Q02 | 121.2 | 0 | 0 | 121.2 | 133.32 | 969.6 | 0 | 0 | 969.6 | 1066.56 | priced_substitute | substitute |  | extinguisher size and rating not specified on the plans
G22 | Other required scope | 10 44 13 | Fire extinguishers and cabinets | Installation of extinguishers, 12 or more, on nailable surface (Ea.) | 8 | EA | prior_estimate | mac_session_page1.txt L476 (10-020: 8 EA); FE symbols not found on the A-2.10 / A-2.20 text layers (legend only) | OT-10441613-9400 | 10 44 16.13 9400 | 398 | Installation of extinguishers, 12 or more, on nailable surface | Ea. | same unit | 1 | 8 | 2026-Q02 | 0 | 20.88 | 0 | 20.88 | 31.32 | 0 | 167.04 | 0 | 167.04 | 250.56 | priced_substitute | substitute |  | row condition is 12 or more units; 8 units here
G23 | Other required scope | 10 28 13 | Grab bars 1-1/2 in dia SS, 36 in and 42 in, mezzanine restrooms |  | 4 | EA | drawn | 03_Architectural_Plans_Demo_RCP.pdf p10 (A-5.12 mezz restrooms) KN3, KN4 (one each per restroom x2) | [19 empty] | not_in_book |  | OT-10281313-9996 (unit blank) | the only verified grab-bar row (install only) carries no unit and is not usable; material rows not verified
G24 | Other required scope | 10 28 13 | Surface-mounted toilet tissue dispensers |  | 2 | EA | drawn | 03_Architectural_Plans_Demo_RCP.pdf p10 (A-5.12 mezz restrooms) KN5 (x2 restrooms) | [19 empty] | not_in_book |  |  | no verified toilet tissue dispenser row
G25 | Other required scope | 10 28 13 | Surface-mounted toilet seat cover dispensers |  | 2 | EA | drawn | 03_Architectural_Plans_Demo_RCP.pdf p10 (A-5.12 mezz restrooms) KN6 | [19 empty] | not_in_book |  | OT-10281313-6050 (unit unreadable) | verified row OT-10281313-6050 carries unit S.F. (misread) and is not usable
G26 | Other required scope | 10 28 13 | Trash receptacles |  | 2 | EA | drawn | 03_Architectural_Plans_Demo_RCP.pdf p10 (A-5.12 mezz restrooms) KN10 | [19 empty] | not_in_book |  | OT-10281313-8100 (unit blank) | verified row OT-10281313-8100 carries no unit and is not usable
G27 | Other required scope | 10 28 13 | Power hand dryers (GC to coordinate power) | Hand dryer, surface mounted, electric, 115 volt, 20 amp (Ea.) | 2 | EA | drawn | 03_Architectural_Plans_Demo_RCP.pdf p10 (A-5.12 mezz restrooms) KN11 | OT-10281313-2300 | 10 28 13.13 2300 | 393 | 392 ¦ Hand dryer, surface mounted, electric, 115 volt, 20 amp | Ea. | same unit | 1 | 2 | 2026-Q02 | 502.98 | 157.31 | 0 | 660.29 | 781.59 | 1005.96 | 314.62 | 0 | 1320.58 | 1563.18 | priced_substitute | substitute |  | dryer model and voltage not specified (A-5.12 KN11: 'GC to coordinate power supply')
G28 | Other required scope | 10 28 13 | Coat hooks on doors at 4'-0" AFF (accessible) | Robe hook, single, heavy duty, concealed mounting (Ea.) | 2 | EA | drawn | 03_Architectural_Plans_Demo_RCP.pdf p10 (A-5.12 mezz restrooms) KN13 | OT-10281313-4400 | 10 28 13.13 4400 | 393 | Robe hook, single, regular ¦ Heavy duty, concealed mounting | Ea. | same unit | 1 | 2 | 2026-Q02 | 26.06 | 11.21 | 0 | 37.27 | 45.41 | 52.12 | 22.42 | 0 | 74.54 | 90.82 | priced_substitute | substitute |  | coat hook product not specified (A-5.12 KN13)
G29 | Other required scope | 10 28 13 | Surface-mounted mirrors, lowest reflective surface at 40 in max | Mirror with stainless steel 3/4" square frame, 48" x 24" (Ea.) | 2 | EA | drawn | 03_Architectural_Plans_Demo_RCP.pdf p10 (A-5.12 mezz restrooms) KN14 | OT-10281313-3200 | 10 28 13.13 3200 | 393 | Mirror, with stainless steel 3/4" square frame, 18" x 24 ¦ 48" x 24 | Ea. | same unit | 1 | 2 | 2026-Q02 | 118.78 | 62.64 | 0 | 181.42 | 222.02 | 237.56 | 125.28 | 0 | 362.84 | 444.04 | priced_substitute | substitute |  | mirror size and frame per A-7.20 not issued
G30 | Other required scope | 10 14 23 | Toilet room identification signage (8 & 9 / A-5.10) | Engraved panel signage, interior, corridor, stock acrylic, 2-sided, 3" x 12" (Ea.) | 2 | EA | drawn | 03_Architectural_Plans_Demo_RCP.pdf p10 (A-5.12 mezz restrooms) KN15 | OT-10142313-2070 | 10 14 23.13 2070 | 382 | ENGRAVED PANEL SIGNAGE, interior ¦ Corridor, stock acrylic, 2-sided, with mounting bracket, 2" x 8 ¦ 3" x 12 | Ea. | same unit | 1 | 2 | 2026-Q02 | 58.78 | 26.1 | 0 | 84.88 |  | 117.56 | 52.2 | 0 | 169.76 |  | priced_substitute | substitute |  | drawn: toilet room identification signs per 8 & 9 / A-5.10 (sheet not issued); row is a stock 2-sided corridor sign, not a tactile ADA sign
G31 | Other required scope | 10 14 23 | Interior ADA room-identification and exit signage (other rooms) |  |  | EA | not quantifiable | sign schedule not issued | [19 empty] | not_quantified |  |  | sign schedule not issued
G32 | Other required scope | 07 84 13 | Firestopping and rated joints at penetrations of rated walls and shafts |  |  | LS | not quantifiable | M/P/E plans not issued | [19 empty] | not_quantified |  |  | penetrations per M/P/E plans not issued
G33 | Other required scope | 06 10 53 | Rough carpentry, blocking and backing for millwork, accessories and equipment |  |  | LS | not quantifiable | not quantifiable from the plans | [19 empty] | not_quantified |  |  | not quantifiable
G34 | Other required scope | 02 82 00 | Hazardous materials survey (abatement excluded) |  |  | LS | not quantifiable | prior estimate allowance only | [19 empty] | not_in_book |  |  | survey service, no row
G35 | Other required scope | 09 29 10 | Finish mock-ups and sample approvals |  |  | LS | not quantifiable | mac_session_page1.txt summary (09-200) | [19 empty] | not_quantified |  |  | not quantifiable
G36 | Other required scope | 10 21 13 | Toilet partitions |  | 0 | EA | drawn | 03_Architectural_Plans_Demo_RCP.pdf p10 (A-5.12 mezz restrooms) plan: single-occupancy restrooms 22 and 23, no partitions drawn | [19 empty] | none_required |  |  | no partitions drawn | none required

## takeoff
item_id | bid_letter_item | division | description | qty | unit | qty_basis | qty_source | notes
D01 | Demolition | 02 41 19 | Strip (E) kitchen: equipment, walk-ins, hood and ducts (disconnect by trades) | 1340 | SF | prior_estimate | mac_session_page1.txt L445 (02-010: 1,340 SF, A-1.10 KN4, KN5; room area measured) | equipment count not available (no K sheets); A-1.10 KN4, KN5
D02 | Demolition | 06 05 05 | Remove (E) bar, back bar, diewall and millwork | 62 | LF | prior_estimate | mac_session_page1.txt L446 (02-020: 62 LF, A-1.10 KN8) | A-1.10 KN8
D03 | Demolition | 02 41 19 | Remove (E) raised platforms, booths and ramp |  | LS | not quantifiable | 03_Architectural_Plans_Demo_RCP.pdf p2 (A-1.10 demo plan) KN10, KN12 (not dimensioned)
D04 | Demolition | 02 41 19 | Remove (E) curved stair to mezzanine | 1 | EA | drawn | 03_Architectural_Plans_Demo_RCP.pdf p2 (A-1.10 demo plan) KN11; 03_Architectural_Plans_Demo_RCP.pdf p3 (A-1.20 demo mezzanine) KN8
D05 | Demolition | 02 41 19 | Remove (E) decorative non-bearing walls around structural columns |  | LS | not quantifiable | 03_Architectural_Plans_Demo_RCP.pdf p2 (A-1.10 demo plan) KN9 (2 tags + TYP.); 03_Architectural_Plans_Demo_RCP.pdf p3 (A-1.20 demo mezzanine) KN7 (3 tags + TYP.) | SF not dimensioned
D06 | Demolition | 02 41 19 | Remove (E) partitions and shaft wall |  | LS | not quantifiable | 03_Architectural_Plans_Demo_RCP.pdf p3 (A-1.20 demo mezzanine) KN4, KN13 (1 tag); 03_Architectural_Plans_Demo_RCP.pdf p2 (A-1.10 demo plan) dashed walls not dimensioned
D07 | Demolition | 09 05 05 | Remove (E) ceiling coffers and mouldings, expose (E) structural beams (mezzanine) | 1088 | SF | inferred (explain) | 03_Architectural_Plans_Demo_RCP.pdf p3 (A-1.20 demo mezzanine) KN14; area = room M-21 1088 SF (mac_session_page2.txt L267) | coffer material not stated on A-1.20
D08 | Demolition | 02 41 19 | Saw-cut and remove (E) concrete floor for trenching, floor drains/sinks, dumbwaiter and dishwasher exhaust |  | LS | not quantifiable | 03_Architectural_Plans_Demo_RCP.pdf p2 (A-1.10 demo plan) KN6; 03_Architectural_Plans_Demo_RCP.pdf p3 (A-1.20 demo mezzanine) KN6, KN18 (P sheets not issued)
D09 | Demolition | 03 01 30 | Fill (E) core-drilled floor opening for ductwork | 1 | EA | drawn | 03_Architectural_Plans_Demo_RCP.pdf p3 (A-1.20 demo mezzanine) KN19 | opening size not stated
D10 | Demolition | 08 05 05 | Remove two panels of (E) window glass and frame for new exit door(s) | 2 | EA | drawn | 03_Architectural_Plans_Demo_RCP.pdf p2 (A-1.10 demo plan) KN13; 03_Architectural_Plans_Demo_RCP.pdf p3 (A-1.20 demo mezzanine) KN9 ('two panels of window glass & frame')
D11 | Demolition | 08 05 05 | Remove (E) doors | 5 | EA | drawn | 03_Architectural_Plans_Demo_RCP.pdf p2 (A-1.10 demo plan) KN19 (2 tags); 03_Architectural_Plans_Demo_RCP.pdf p3 (A-1.20 demo mezzanine) KN12 (3 tags) | tag instances counted on the text layer
D12 | Demolition | 26 05 05 | Remove (E) light fixtures on mezzanine ceiling |  | LS | not quantifiable | 03_Architectural_Plans_Demo_RCP.pdf p3 (A-1.20 demo mezzanine) KN15 (count not shown)
D13 | Demolition | 26 05 05 | Remove all (E) J-boxes and conduit in their entirety |  | LS | not quantifiable | 03_Architectural_Plans_Demo_RCP.pdf p2 (A-1.10 demo plan) general note 2; 03_Architectural_Plans_Demo_RCP.pdf p3 (A-1.20 demo mezzanine) general note 2
D14 | Demolition | 22 05 05 | Remove (E) bar plumbing utilities; (E) lines to remain if they cannot be removed |  | LS | not quantifiable | 03_Architectural_Plans_Demo_RCP.pdf p2 (A-1.10 demo plan) KN8, KN22; 03_Architectural_Plans_Demo_RCP.pdf p3 (A-1.20 demo mezzanine) KN20
D15 | Demolition | 09 05 05 | Patch and repair (E) terrazzo floor as required |  | LS | not quantifiable | 03_Architectural_Plans_Demo_RCP.pdf p2 (A-1.10 demo plan) KN14 (extent not shown)
D16 | Demolition | 02 41 19 | Expose (E) concrete columns; patch and repair |  | LS | not quantifiable | 03_Architectural_Plans_Demo_RCP.pdf p2 (A-1.10 demo plan) KN18; 03_Architectural_Plans_Demo_RCP.pdf p3 (A-1.20 demo mezzanine) KN11 (count not shown)
W01 | Interior walls | 09 21 16 | New wall class A (tags 2, AC, 1, 5): LF x average height = SF of wall (one face) | 12434 | SF | prior_estimate | mac_session_page1.txt L636 (LF by drawn tag: A 921 / B 119 / C 20; average heights 13.5 / 16.4 / 14.0 ft carried from the original estimate), L637 (SF 12434 / 1952 / 280), L639 (L1 452 LF, mezz 608 LF); SF = 921 LF x 13.5 ft = 12434 | types 1 and 2: 3-5/8 in 20 ga studs 16 in o.c., 5/8 in Type X each side, 4 in acoustic insulation; AC: 4 in 16 ga studs, 2 layers 5/8 in Type X each side; type 5: 2 in steel on (E) wall, 5/8 in one side (A-2.10 / A-2.20 wall notes)
W02 | Interior walls | 09 21 16 | New wall class B (tags 1A (2-hr), 3 (1-hr exterior plaster)): LF x average height = SF of wall (one face) | 1952 | SF | prior_estimate | mac_session_page1.txt L636 (LF by drawn tag: A 921 / B 119 / C 20; average heights 13.5 / 16.4 / 14.0 ft carried from the original estimate), L637 (SF 12434 / 1952 / 280), L639 (L1 452 LF, mezz 608 LF); SF = 119 LF x 16.4 ft = 1952 | 1A: 6 in 20 ga studs, 2 layers Type X each side (2-hr); 3: 6 in 20 ga studs, 5/8 in DensGlass, felt, 1 in exterior plaster, 5/8 in Type X interior (A-2.10 wall notes)
W03 | Interior walls | 09 21 16 | New wall class C (tags shaft/enclosure walls with no tag): LF x average height = SF of wall (one face) | 280 | SF | prior_estimate | mac_session_page1.txt L636 (LF by drawn tag: A 921 / B 119 / C 20; average heights 13.5 / 16.4 / 14.0 ft carried from the original estimate), L637 (SF 12434 / 1952 / 280), L639 (L1 452 LF, mezz 608 LF); SF = 20 LF x 14.0 ft = 280 | assembly per A-6.xx / S sheets (not issued)
W04 | Interior walls | 09 29 10 | Wall type AC: second layer of 5/8 in Type X each side (in addition to class A base assembly) |  | SF | not quantifiable | 03_Architectural_Plans_Demo_RCP.pdf p4 (A-2.10 floor plan) AC tags x8, 03_Architectural_Plans_Demo_RCP.pdf p5 (A-2.20 mezzanine plan) AC tags x4 (square tags counted on the text layer); LF per tag not separable from the class A total | open item: AC share of class A not separable
W05 | Interior walls | 09 24 23 | Wall type 3 exterior side: 5/8 in DensGlass, 2 layers felt, 1 in exterior plaster |  | SF | not quantifiable | 03_Architectural_Plans_Demo_RCP.pdf p4 (A-2.10 floor plan) type 3 tags x4; 03_Architectural_Plans_Demo_RCP.pdf p5 (A-2.20 mezzanine plan) x2; LF per tag not separable from the class B total
W06 | Interior walls | 09 22 16 | Furr out and patch (E) wall for a continuous smooth surface |  | LS | not quantifiable | 03_Architectural_Plans_Demo_RCP.pdf p4 (A-2.10 floor plan) KN15 (not dimensioned)
W07 | Interior walls | 09 22 16 | Low wall 24 in tall around sloped ceiling (mezzanine) |  | LF | not quantifiable | 03_Architectural_Plans_Demo_RCP.pdf p5 (A-2.20 mezzanine plan) KN17 (not dimensioned)
W08 | Interior walls | 09 21 16 | Exit stair 1-hr enclosure walls (1704 N Vine): 6 in 16 ga studs 16 in o.c., 5/8 in Type X each side, 4 in acoustic insulation (UL U404) | 553.65 | SF | drawn | 2604-260626-Exit_Stairs-PC_Submittal1.pdf p3 (A-2.10 proposed plans): L1 runs 11'-10 1/2" + 5'-3" + 14'-11" + 6'-4" + 5'-11" = 44.29 LF; mezz runs 11'-10 1/2" + 5'-6" = 17.38 LF; heights 2604-260626-Exit_Stairs-PC_Submittal1.pdf p5 (A-6.11): 9'-6 1/2" V.I.F. (L1) and 7'-6 1/2" (mezz); SF = 44.29 x 9.542 + 17.38 x 7.542 = 553.7 | wall note 1 on the submittal plan
W09 | Interior walls | 09 29 10 | Level 5 skim coat premium in public patron areas (dining, vestibules, restrooms) |  | SF | not quantifiable | 03_Architectural_Plans_Demo_RCP.pdf p4 (A-2.10 floor plan) GYP BOARD FINISH note 1; public/BOH wall split not separable
C01 | Ceilings | 09 22 26 | CLG-1D: new 5/8 in Firecode 30 GWB on new steel joists (3-5/8 in under 4 ft span, 6 in elsewhere), smooth washable finish | 2114 | SF | inferred (explain) | rooms tagged CLG-1D on 03_Architectural_Plans_Demo_RCP.pdf p6 (A-3.12 RCP) / 03_Architectural_Plans_Demo_RCP.pdf p7 (A-3.22 mezzanine RCP): kitchen+storage+wait station 1530 (= 1653 - 123, mac_session_page2.txt L291, L270) + hallway L1 210 (= 913 - 703, mac_session_page2.txt L289, L280) + host+green room 227 (mac_session_page2.txt L287) + dumbwaiter 24 (mac_session_page2.txt L283) + prep bar 123 (mac_session_page2.txt L270) = 2114 | excludes the 8'-0" CLG-1D perimeter band in dining 02 and the ADA lift lobby (not measured)
C02 | Ceilings | 09 91 23 | Paint P-1 on new CLG-1D ceilings, primer and 2 coats | 2114 | SF | inferred (explain) | 03_Architectural_Plans_Demo_RCP.pdf p6 (A-3.12 RCP) leaders '2 / P-1 TYP.' at the CLG-1D rooms; SF = C01
C03 | Ceilings | 09 29 10 | Mezzanine curved soffits CLG-1D at 15'-9" with P-3 (8 locations) |  | SF | not quantifiable | 03_Architectural_Plans_Demo_RCP.pdf p7 (A-3.22 mezzanine RCP) 'CURVE UP 15'-9" CLG-1D P-3' x8 (not dimensioned)
C04 | Ceilings | 09 91 23 | CLG-1A: refinish (E) GWB ceilings at (E) first-floor restrooms | 438 | SF | inferred (explain) | 03_Architectural_Plans_Demo_RCP.pdf p6 (A-3.12 RCP) CLG-1A tags at rooms 11, 12, 13; SF = 578 - 70 - 70 (mac_session_page2.txt L292, L268, L269) = 438
C05 | Ceilings | 03 35 00 | CLG-3A: clean and patch (E) exposed concrete waffle ceiling; stain and seal (E) beams and slab (ST-2/SL-2) | 4623 | SF | inferred (explain) | 03_Architectural_Plans_Demo_RCP.pdf p6 (A-3.12 RCP) CLG-3A at dining 02 (1,925 SF, mac_session_page2.txt L288) + 03_Architectural_Plans_Demo_RCP.pdf p7 (A-3.22 mezzanine RCP) CLG-3A at all mezzanine rooms except prep bar: 2698 SF (= 1088 + 703 + 140 + 767, mac_session_page2.txt L267, L280, L268-269, L294); 2604-260921-HW_Comedy-Bid_Addendum1.pdf A-4.30..A-4.34 '(E) CONCRETE BEAMS & SLAB TO BE STAINED & SEAL' | RCP keynote 1
C06 | Ceilings | 07 21 29 | K-13 spray-applied acoustical insulation within (E) concrete coffers (no K-13 on ribs) | 4623 | SF | inferred (explain) | 03_Architectural_Plans_Demo_RCP.pdf p6 (A-3.12 RCP) / 03_Architectural_Plans_Demo_RCP.pdf p7 (A-3.22 mezzanine RCP) keynote 1 and AC-1 tags; upper-bound surface = C05 ceiling area (coffer share not stated)
C07 | Ceilings | 08 31 13 | Access hatches in GWB ceilings (Williams Bros. WB DW 405 / DWAL 414) |  | EA | not quantifiable | 03_Architectural_Plans_Demo_RCP.pdf p6 (A-3.12 RCP) / 03_Architectural_Plans_Demo_RCP.pdf p7 (A-3.22 mezzanine RCP) general notes 3, 4 (hatch symbols not counted; mech/plumb drawings not issued)
C08 | Ceilings | 09 22 16 | Frame around (E) ceiling beams and new soffit at hallway openings (mezzanine) |  | LS | not quantifiable | 2604-260921-HW_Comedy-Bid_Addendum1.pdf A-4.30 notes 'GC TO FRAME WALL AROUND IT', 'ALIGN BOTTOM OF NEW SOFFIT'
F01 | Flooring | 09 60 00 | Floor finish, dining 02 (level 1) - finish code not issued | 1925 | SF | prior_estimate | mac_session_page2.txt L288 (1,925 SF) | A-2.75 floor finish plan and A-7.20 schedule not issued
F02 | Flooring | 09 60 00 | Floor finish, hallway 04 (level 1) - finish code not issued | 210 | SF | prior_estimate | mac_session_page2.txt L289 - L280 (913 - 703) | A-2.75 not issued
F03 | Flooring | 09 30 13 | Lobby/host floor tile FL-7 / FL-8 checkerboard with GRT-1 and green room FL-4 | 227 | SF | prior_estimate | mac_session_page2.txt L287 (227 SF, rooms 01 + 03); 2604-260921-HW_Comedy-Bid_Addendum1.pdf A-4.20 tags FL-7, FL-8, GRT-1; A-4.21 FL-4 | lobby/green room split not separable
F04 | Flooring | 09 60 00 | Floor finish, kitchen, dry storage, wait station - finish not issued | 1530 | SF | prior_estimate | mac_session_page2.txt L291 - L270 (1653 - 123) | A-2.75 / A-7.20 not issued
F05 | Flooring | 09 60 00 | Floor finish, mezzanine dining 2 and hallway 35 - finish not issued | 1791 | SF | prior_estimate | mac_session_page2.txt L267 + L280 (1088 + 703) | A-2.76 not issued
F06 | Flooring | 09 31 13 | Mezzanine restroom floor tile WT-1 with GRT-1 (1/8 in grout) | 140 | SF | prior_estimate | mac_session_page2.txt L268-269 (70 + 70 SF); 03_Architectural_Plans_Demo_RCP.pdf p10 (A-5.12 mezz restrooms) general note 1, tags WT-1, GRT-1 | tile product per A-7.20 (not issued)
F07 | Flooring | 06 40 23 | Stage millwork platform, level 1, 18 in AFF with LVT FL-6 | 104 | SF | drawn | 2604-260921-HW_Comedy-Bid_Addendum1.pdf A-4.22 main stage plan 12'-0" x 8'-8" = 104 SF; 03_Architectural_Plans_Demo_RCP.pdf p4 (A-2.10 floor plan) KN18
F08 | Flooring | 06 40 23 | Stage millwork platform, mezzanine, 6 in AFF with LVT FL-6 |  | SF | not quantifiable | 03_Architectural_Plans_Demo_RCP.pdf p5 (A-2.20 mezzanine plan) KN22 (not dimensioned); 2604-260921-HW_Comedy-Bid_Addendum1.pdf A-4.30 note 5 shows 10 in | stage height conflict 6 in vs 10 in
F09 | Flooring | 06 22 13 | Wood base B-4 painted P-2, level 1 rooms | 450 | LF | prior_estimate | mac_session_page2.txt L65-77 (fin_load.py output: wall finish SF by room and code read from Addendum 1 elevations A-4.20..A-4.34 and A-5.12): B-4 LF 49 + 206 + 40 + 155 = 450
F10 | Flooring | 06 22 13 | LED base B-4 with P-5, mezzanine, lift lobbies and stair 2 (4 in, straight sections only) | 545 | LF | prior_estimate | mac_session_page2.txt L65-77 (fin_load.py output: wall finish SF by room and code read from Addendum 1 elevations A-4.20..A-4.34 and A-5.12): B-4 LF 86 + 9 + 33 + 125 + 11 + 260 + 21 = 545; 2604-260921-HW_Comedy-Bid_Addendum1.pdf A-4.32 note on straight sections
F11 | Flooring | 09 31 13 | Tile cove base B-1 at mezzanine restrooms | 67 | LF | prior_estimate | mac_session_page2.txt L65-77 (fin_load.py output: wall finish SF by room and code read from Addendum 1 elevations A-4.20..A-4.34 and A-5.12): B-1 LF 33 + 34 = 67
F12 | Flooring | 03 35 00 | Floor preparation, leveling and moisture mitigation |  | LS | not quantifiable | no finish plan issued (A-2.75 / A-2.76)
F13 | Flooring | 09 66 00 | 7 in terrazzo step at new exit door to match (E) sidewalk terrazzo |  | LF | not quantifiable | 03_Architectural_Plans_Demo_RCP.pdf p8 (A-4.01 exterior elevations) KN10 (length not dimensioned)
R01 | New Roofing | 07 50 00 | Roof penetrations, curbs and flashing at grease duct and rooftop equipment |  | LS | not quantifiable | no roof plan or M sheets issued
I01 | Interior finishes | 09 72 16 | WC-8 wallcovering Type II (Calico 'Pyrite' P-1205 or equal), main room, green room, hallway | 1988 | SF | prior_estimate | mac_session_page2.txt L65-77 (fin_load.py output: wall finish SF by room and code read from Addendum 1 elevations A-4.20..A-4.34 and A-5.12): WC-8 890 (L1-02) + 234 (L1-03) + 864 (L1-04) = 1988; plus 135 SF mixed WD-1/WC-8 not included | no waste added
I02 | Interior finishes | 06 22 13 | Poplar moulding grid 1/2 in x 1/4 in stained to match WC-8, at 1'-8" W x 2'-4" H o.c. | 2044.8 | LF | inferred (explain) | 2604-260921-HW_Comedy-Bid_Addendum1.pdf A-4.21..A-4.27 note; LF = WC-8 SF x (1/1.6667 + 1/2.3333) = 1988 x 1.0286 = 2045 | drawn size 1/2 x 1/4 in (T2 L21)
I03 | Interior finishes | 09 72 23 | WC-3 wallcovering, lobby | 260 | SF | prior_estimate | mac_session_page2.txt L65-77 (fin_load.py output: wall finish SF by room and code read from Addendum 1 elevations A-4.20..A-4.34 and A-5.12): WC-3 260 (L1-01) | product per A-7.20 (not issued)
I04 | Interior finishes | 09 72 23 | WC-4 wallpaper, all mezzanine walls, lift vestibules, stair 2 | 3628 | SF | prior_estimate | mac_session_page2.txt L65-77 (fin_load.py output: wall finish SF by room and code read from Addendum 1 elevations A-4.20..A-4.34 and A-5.12): WC-4 773 + 44 + 177 + 795 + 55 + 1643 + 141 = 3628 | product per A-7.20 (not issued)
I05 | Interior finishes | 09 84 13 | TX-4 fabric-wrapped 2 in acoustic panels at main stage wall | 611 | SF | prior_estimate | mac_session_page2.txt L65-77 (fin_load.py output: wall finish SF by room and code read from Addendum 1 elevations A-4.20..A-4.34 and A-5.12): TX-4 611 (L1-02); 2604-260921-HW_Comedy-Bid_Addendum1.pdf A-4.22A detail
I06 | Interior finishes | 12 22 00 | TX-2 drapery with HW-20 / HW-21 hardware (lobby arch, green room window, main room) | 22 | SF | prior_estimate | mac_session_page2.txt L65-77 (fin_load.py output: wall finish SF by room and code read from Addendum 1 elevations A-4.20..A-4.34 and A-5.12): TX-2 15 + 7 = 22
I07 | Interior finishes | 06 42 00 | WD-1 wood paneling, main room | 145 | SF | prior_estimate | mac_session_page2.txt L65-77 (fin_load.py output: wall finish SF by room and code read from Addendum 1 elevations A-4.20..A-4.34 and A-5.12): WD-1 10 + mixed WD-1/WC-8 135 = 145
I08 | Interior finishes | 09 91 23 | Paint P-1 walls above tile, mezzanine restrooms, primer and 2 coats | 331 | SF | prior_estimate | mac_session_page2.txt L65-77 (fin_load.py output: wall finish SF by room and code read from Addendum 1 elevations A-4.20..A-4.34 and A-5.12): P-1 162 + 169 = 331
I09 | Interior finishes | 09 31 13 | Wall tile WT-1 wainscot 4'-0" high, mezzanine restrooms | 159 | SF | prior_estimate | mac_session_page2.txt L65-77 (fin_load.py output: wall finish SF by room and code read from Addendum 1 elevations A-4.20..A-4.34 and A-5.12): WT-1 81 + 78 = 159; 03_Architectural_Plans_Demo_RCP.pdf p10 (A-5.12 mezz restrooms) KN17
I10 | Interior finishes | 09 91 23 | Paint P-5 mezzanine doors and frames | 14 | EA | drawn | 03_Architectural_Plans_Demo_RCP.pdf p5 (A-2.20 mezzanine plan) new-door tags 21, 22, 23, 24, 25, 26, 27, 28, 29, 30, 31, 34, 35, 39 (14); 2604-260921-HW_Comedy-Bid_Addendum1.pdf A-4.30..A-4.33 'DOOR P-5 / FRAME P-5'
I11 | Interior finishes | 06 22 13 | Planton poplar moulding over mezzanine doors, painted P-5 | 14 | EA | drawn | 2604-260921-HW_Comedy-Bid_Addendum1.pdf A-4.31 note 'PROVIDE PLANTON MOULDING OVER DOOR'; one per mezzanine door (14) | LF per door not dimensioned (door widths per A-7.10 not issued)
I12 | Interior finishes | 06 22 13 | 2 in wood frame cased openings | 4 | EA | drawn | 03_Architectural_Plans_Demo_RCP.pdf p4 (A-2.10 floor plan) KN3 x3; 03_Architectural_Plans_Demo_RCP.pdf p5 (A-2.20 mezzanine plan) KN3 x1; 2604-260921-HW_Comedy-Bid_Addendum1.pdf A-4.31 '2" WOOD FRAME CASED OPENING, TYP.'
I13 | Interior finishes | 09 77 30 | FRP on inside face of prep bar | 17.21 | SF | inferred (explain) | 2604-260921-HW_Comedy-Bid_Addendum1.pdf A-4.33 note 'PROVIDE FRP ON INSIDE FACE OF PREP BAR'; prep bar 14'-11" (03_Architectural_Plans_Demo_RCP.pdf p5 (A-2.20 mezzanine plan) dim) x 42 in counter height (A-4.33) = 52.2 SF
I14 | Interior finishes | 03 35 00 | Stain and seal (E) concrete columns ST-2 / SL-2 | 16 | EA | prior_estimate | mac_session_page1.txt L116 (model: IfcColumn 16); 2604-260921-HW_Comedy-Bid_Addendum1.pdf A-4.20..A-4.34 '(E) CONCRETE COLUMN, CLEAN AND SEAL, TYP.' | column surface area not stated
I15 | Interior finishes | 05 58 13 | Perforated metal enclosure floor to exposed ceiling at (E) plumbing lines around column | 2 | EA | drawn | 03_Architectural_Plans_Demo_RCP.pdf p4 (A-2.10 floor plan) KN21 x1; 03_Architectural_Plans_Demo_RCP.pdf p5 (A-2.20 mezzanine plan) KN23 x1
I16 | Interior finishes | 06 40 23 | Light-beam millwork fins with LED (two channels) and stage-wall millwork |  | LS | not quantifiable | 03_Architectural_Plans_Demo_RCP.pdf p4 (A-2.10 floor plan) KN20; 2604-260921-HW_Comedy-Bid_Addendum1.pdf A-4.22A (not dimensioned in plan)
I17 | Interior finishes | 06 40 23 | Mezzanine stage decorative wood 4 in x 3 in with 1 W bulbs at 12 in o.c. |  | LF | not quantifiable | 2604-260921-HW_Comedy-Bid_Addendum1.pdf A-4.30 details 8A/8B (stage not dimensioned)
I18 | Interior finishes | 09 91 23 | Paint P-3 wood frames at lobby arch and pop-up, soffits | 35 | SF | prior_estimate | mac_session_page2.txt L65-77 (fin_load.py output: wall finish SF by room and code read from Addendum 1 elevations A-4.20..A-4.34 and A-5.12): P-3 6 + 29 = 35
X01 | Exterior finishes | 08 43 13 | Exterior tempered-glass storefront exit doors to match (E) entry doors, with panic hardware, closer, weatherstrip and threshold | 4 | EA | drawn | 03_Architectural_Plans_Demo_RCP.pdf p8 (A-4.01 exterior elevations) KN5 at elevations 2 and 4 (2); 2604-260626-Exit_Stairs-PC_Submittal1.pdf p3 KN3 at elevation 7 (2) | A-7.10 not issued
X02 | Exterior finishes | 08 43 13 | Fixed tempered insulated glass storefront adjacent to exit door (1704 N Vine) and (N) fixed glass (6263 Hollywood) |  | SF | not quantifiable | 2604-260626-Exit_Stairs-PC_Submittal1.pdf p3 KN4; 03_Architectural_Plans_Demo_RCP.pdf p8 (A-4.01 exterior elevations) KN4; 03_Architectural_Plans_Demo_RCP.pdf p4 (A-2.10 floor plan) KN6 (panel sizes not dimensioned)
X03 | Exterior finishes | 04 41 00 | Salvage and reset (E) granite base at new exit door bays |  | LF | not quantifiable | 03_Architectural_Plans_Demo_RCP.pdf p8 (A-4.01 exterior elevations) KN8 (not dimensioned)
X04 | Exterior finishes | 09 24 23 | New plaster wall to match (E) facade at exit door bays |  | SF | not quantifiable | 03_Architectural_Plans_Demo_RCP.pdf p8 (A-4.01 exterior elevations) KN9 (not dimensioned)
X05 | Exterior finishes | 07 42 13 | Aluminum metal panel, color to match (E) window frame |  | SF | not quantifiable | 03_Architectural_Plans_Demo_RCP.pdf p8 (A-4.01 exterior elevations) KN12 (not dimensioned)
X06 | Exterior finishes | 05 52 13 | 1-1/2 in handrail at 34 in AFF at exterior step |  | LF | not quantifiable | 03_Architectural_Plans_Demo_RCP.pdf p8 (A-4.01 exterior elevations) KN7 (length not dimensioned)
DR1 | Doors & Hardware | 08 14 16 | New interior doors, frames and hardware (type per A-7.10 not issued) | 22 | EA | drawn | new-door tags: 03_Architectural_Plans_Demo_RCP.pdf p4 (A-2.10 floor plan) 01, 02, 03, 04, 05, 06, 07, 08, 15, 16, 17, 18 (12); 03_Architectural_Plans_Demo_RCP.pdf p5 (A-2.20 mezzanine plan) 21, 22, 23, 24, 25, 26, 27, 28, 29, 30, 31, 34, 35, 39 (14); less 4 exterior storefront doors (X01) = 22 | existing doors to remain: E09, E10, E11, E12, E13, E14, E32, E33, E38; prior estimate carried 24 (mac_session_page1.txt L627)
DR2 | Doors & Hardware | 08 13 13 | 1-hr fire-rated exit access door with panic hardware outside the rated stair shaft (1704 N Vine) | 1 | EA | drawn | 2604-260626-Exit_Stairs-PC_Submittal1.pdf p3 KN5; p4 (A-6.10) KN5
DR3 | Doors & Hardware | 08 31 13 | Access doors in walls (Williams Bros.) |  | EA | not quantifiable | mech/plumb drawings not issued
DR4 | Doors & Hardware | 08 91 26 | Door louver at mechanical room 5 door | 1 | EA | drawn | 2604-260921-HW_Comedy-Bid_Addendum1.pdf A-4.30 note 'LOUVER ON DOOR TO EXHAUST HOT AIR' | size not given
S01 | Stairs & railing | 05 51 13 | Stair 2 (exit stair, 1704 N Vine): shop-fabricated steel pan stair, concrete-filled pan treads, C12x20.7 stringers, picket rail | 11 | RISER | drawn | 2604-260626-Exit_Stairs-PC_Submittal1.pdf p5 (A-6.11): 11 risers @ 6 9/16 in, 10 treads @ 11 in; p9 (S-2.10) C12x20.7 stringers
S02 | Stairs & railing | 03 31 13 | Concrete fill in stair pans | 27.5 | SF | inferred (explain) | 10 treads x 11 in x 3'-0" stair width (2604-260626-Exit_Stairs-PC_Submittal1.pdf p4 A-6.10 dims) = 27.5 SF
S03 | Stairs & railing | 05 12 23 | Landing beams HSS 8x4x1/4 (perimeter of 5'-0" x 4'-0" landing) | 18 | LF | inferred (explain) | 2604-260626-Exit_Stairs-PC_Submittal1.pdf p9 (S-2.10) HSS8x4x1/4 on all four sides; landing 5'-0" x 4'-0" per p4 (A-6.10) dims; LF = 2 x (5 + 4) = 18
S04 | Stairs & railing | 05 12 23 | Landing posts HSS 4x4 (2 posts, floor to +6'-0" landing) | 12 | LF | inferred (explain) | 2604-260626-Exit_Stairs-PC_Submittal1.pdf p10 (S-3.10) section 1: 2 HSS4x posts; height = landing +6'-0" (A-6.11); LF = 2 x 6 = 12
S05 | Stairs & railing | 05 41 13 | Landing framing 800C162-54 joists @ 16 in o.c. with 800T162-54 track, 3/4 in Sure-Board decking | 20 | SF | inferred (explain) | 2604-260626-Exit_Stairs-PC_Submittal1.pdf p9 (S-2.10) joists/track; decking note 3; area = 5'-0" x 4'-0" = 20 SF
S06 | Stairs & railing | 05 05 23 | Base plates 8x8x1/4 with (4) 1/2 in x 4 in embedded anchors and post plates with (2) 1/2 in x 4 in threaded rods | 12 | EA | drawn | 2604-260626-Exit_Stairs-PC_Submittal1.pdf p10 (S-3.10) details 3 (2 plates x 4 anchors), 4 and 5 (2 posts x 2 rods) = 8 + 4 = 12 anchors
S07 | Stairs & railing | 05 52 13 | 1-1/2 in diameter metal handrails at 34-38 in, both sides, with 12 in top and TW+12 in bottom extensions | 27.74 | LF | inferred (explain) | 2604-260626-Exit_Stairs-PC_Submittal1.pdf p5 (A-6.11) KN1; stringer length sqrt(9.167^2 + 6^2) = 10.96 ft; LF = 2 x (10.96 + 1.0 + 1.917) = 27.7
S08 | Stairs & railing | 05 51 13 | Visual warning strips 2-4 in wide at top and bottom treads | 2 | EA | drawn | 2604-260626-Exit_Stairs-PC_Submittal1.pdf p5 (A-6.11) KN2
S09 | Stairs & railing | 05 51 13 | Steel enclosure parallel to stringer closing gap to (E) wall |  | LS | not quantifiable | 2604-260626-Exit_Stairs-PC_Submittal1.pdf p4 (A-6.10) KN8
S10 | Stairs & railing | 05 51 13 | Stair 1 (interior, level 1 to mezzanine) and railing |  | LS | not quantifiable | 03_Architectural_Plans_Demo_RCP.pdf p4 (A-2.10 floor plan) KN5; A-6.10 / A-6.11 / A-6.12 of the main set not issued; mezzanine finish floor not dimensioned
S11 | Stairs & railing | 05 52 13 | Guardrail 42 in AFF at mezzanine edge |  | LF | not quantifiable | 03_Architectural_Plans_Demo_RCP.pdf p5 (A-2.20 mezzanine plan) KN6 (A-4.15 not issued; LF not dimensioned)
S12 | Stairs & railing | 06 40 23 | (N) step to access adjacent tenant space from mezzanine |  | LS | not quantifiable | 03_Architectural_Plans_Demo_RCP.pdf p5 (A-2.20 mezzanine plan) KN21
S13 | Stairs & railing | 05 12 23 | (N) structural posts per S sheets | 4 | EA | drawn | 03_Architectural_Plans_Demo_RCP.pdf p4 (A-2.10 floor plan) KN12 x2; 03_Architectural_Plans_Demo_RCP.pdf p5 (A-2.20 mezzanine plan) KN12 x2 (S sheets not issued)
S14 | Stairs & railing | 26 51 13 | LED insert in stair 2 step treads |  | LS | not quantifiable | 2604-260921-HW_Comedy-Bid_Addendum1.pdf A-4.34 note
O01 | Owner-provided equipment install | 12 30 00 | Reception desk (Natura Design Works Mila black tambour 36 x 190.7 x 44 in) - set in place | 1 | EA | drawn | 2604-260921-HW_Comedy-Bid_Addendum1.pdf A-4.20 lobby elevation note | owner-provided
O02 | Owner-provided equipment install | 06 41 00 | 2 in walnut shelves 18 in apart (lobby) |  | LF | not quantifiable | 2604-260921-HW_Comedy-Bid_Addendum1.pdf A-4.20 (length not dimensioned) | owner-provided
O03 | Owner-provided equipment install | 10 28 13 | 60 x 48 in oblong mirrors (bronze glass lobby; clear glass green room) | 2 | EA | drawn | 2604-260921-HW_Comedy-Bid_Addendum1.pdf A-4.20 and A-4.21 notes | owner-provided
O04 | Owner-provided equipment install | 10 28 13 | IBM Hollywood mirror Princess 60 x 45 in, green room | 1 | EA | drawn | 2604-260921-HW_Comedy-Bid_Addendum1.pdf A-4.21 note | owner-provided
O05 | Owner-provided equipment install | 12 36 00 | 60 x 18 in makeup counters, green room | 2 | EA | drawn | 2604-260921-HW_Comedy-Bid_Addendum1.pdf A-4.21 (two notes '60"x18" MAKEUP COUNTER') | owner-provided
O06 | Owner-provided equipment install | 10 57 00 | Mercury Row Garfinkel wall 5-hook | 1 | EA | drawn | 2604-260921-HW_Comedy-Bid_Addendum1.pdf A-4.21 note | owner-provided
O07 | Owner-provided equipment install | 08 50 00 | 3'-0" x 2'-8" oblong window, green room | 1 | EA | drawn | 2604-260921-HW_Comedy-Bid_Addendum1.pdf A-4.21 note
O08 | Owner-provided equipment install | 11 40 00 | Foot rail from Kegworks at prep bar (by GC) |  | LF | not quantifiable | 2604-260921-HW_Comedy-Bid_Addendum1.pdf A-4.33 note (length not dimensioned)
L_A1 | Lighting | 26 51 13 | New light fixtures type A1 (A-3.70 schedule not issued) | 11 | EA | drawn | tags counted on 03_Architectural_Plans_Demo_RCP.pdf p6 (A-3.12 RCP) (9) and 03_Architectural_Plans_Demo_RCP.pdf p7 (A-3.22 mezzanine RCP) (2) text layers; matches mac_session_page1.txt L404-405 | fixture type unknown
L_B1 | Lighting | 26 51 13 | New light fixtures type B1 (A-3.70 schedule not issued) | 28 | EA | drawn | tags counted on 03_Architectural_Plans_Demo_RCP.pdf p6 (A-3.12 RCP) (0) and 03_Architectural_Plans_Demo_RCP.pdf p7 (A-3.22 mezzanine RCP) (28) text layers; matches mac_session_page1.txt L404-405 | fixture type unknown
L_C1 | Lighting | 26 51 13 | New light fixtures type C1 (A-3.70 schedule not issued) | 6 | EA | drawn | tags counted on 03_Architectural_Plans_Demo_RCP.pdf p6 (A-3.12 RCP) (0) and 03_Architectural_Plans_Demo_RCP.pdf p7 (A-3.22 mezzanine RCP) (6) text layers; matches mac_session_page1.txt L404-405 | fixture type unknown
L_C2 | Lighting | 26 51 13 | New light fixtures type C2 (A-3.70 schedule not issued) | 3 | EA | drawn | tags counted on 03_Architectural_Plans_Demo_RCP.pdf p6 (A-3.12 RCP) (0) and 03_Architectural_Plans_Demo_RCP.pdf p7 (A-3.22 mezzanine RCP) (3) text layers; matches mac_session_page1.txt L404-405 | fixture type unknown
L_D1 | Lighting | 26 51 13 | New light fixtures type D1 (A-3.70 schedule not issued) | 15 | EA | drawn | tags counted on 03_Architectural_Plans_Demo_RCP.pdf p6 (A-3.12 RCP) (9) and 03_Architectural_Plans_Demo_RCP.pdf p7 (A-3.22 mezzanine RCP) (6) text layers; matches mac_session_page1.txt L404-405 | fixture type unknown
L_F1 | Lighting | 26 51 13 | New light fixtures type F1 (A-3.70 schedule not issued) | 24 | EA | drawn | tags counted on 03_Architectural_Plans_Demo_RCP.pdf p6 (A-3.12 RCP) (22) and 03_Architectural_Plans_Demo_RCP.pdf p7 (A-3.22 mezzanine RCP) (2) text layers; matches mac_session_page1.txt L404-405 | fixture type unknown
L_X1 | Lighting | 26 51 13 | New light fixtures type X1 (A-3.70 schedule not issued) | 18 | EA | drawn | tags counted on 03_Architectural_Plans_Demo_RCP.pdf p6 (A-3.12 RCP) (9) and 03_Architectural_Plans_Demo_RCP.pdf p7 (A-3.22 mezzanine RCP) (9) text layers; matches mac_session_page1.txt L404-405 | fixture type unknown
L_X2 | Lighting | 26 51 13 | New light fixtures type X2 (A-3.70 schedule not issued) | 3 | EA | drawn | tags counted on 03_Architectural_Plans_Demo_RCP.pdf p6 (A-3.12 RCP) (3) and 03_Architectural_Plans_Demo_RCP.pdf p7 (A-3.22 mezzanine RCP) (0) text layers; matches mac_session_page1.txt L404-405 | fixture type unknown
L_Y1 | Lighting | 26 51 13 | New light fixtures type Y1 (A-3.70 schedule not issued) | 15 | EA | drawn | tags counted on 03_Architectural_Plans_Demo_RCP.pdf p6 (A-3.12 RCP) (2) and 03_Architectural_Plans_Demo_RCP.pdf p7 (A-3.22 mezzanine RCP) (13) text layers; matches mac_session_page1.txt L404-405 | fixture type unknown
L_Y2 | Lighting | 26 51 13 | New light fixtures type Y2 (A-3.70 schedule not issued) | 11 | EA | drawn | tags counted on 03_Architectural_Plans_Demo_RCP.pdf p6 (A-3.12 RCP) (10) and 03_Architectural_Plans_Demo_RCP.pdf p7 (A-3.22 mezzanine RCP) (1) text layers; matches mac_session_page1.txt L404-405 | fixture type unknown
L_Y3 | Lighting | 26 51 13 | New light fixtures type Y3 (A-3.70 schedule not issued) | 9 | EA | drawn | tags counted on 03_Architectural_Plans_Demo_RCP.pdf p6 (A-3.12 RCP) (9) and 03_Architectural_Plans_Demo_RCP.pdf p7 (A-3.22 mezzanine RCP) (0) text layers; matches mac_session_page1.txt L404-405 | fixture type unknown
L_G | Lighting | 26 51 13 | Decorative fixtures G1..G21 | 62 | EA | drawn | G tags counted on 03_Architectural_Plans_Demo_RCP.pdf p6 (A-3.12 RCP) (35) and 03_Architectural_Plans_Demo_RCP.pdf p7 (A-3.22 mezzanine RCP) (27); matches mac_session_page1.txt L407-408
L_EX | Lighting | 26 52 13 | Exit signs and emergency lighting |  | EA | not quantifiable | 03_Architectural_Plans_Demo_RCP.pdf p6 (A-3.12 RCP) / 03_Architectural_Plans_Demo_RCP.pdf p7 (A-3.22 mezzanine RCP) symbols not countable on the text layer; E sheets (plans) not issued
L_SW | Lighting | 26 27 26 | Switches, dimmers, dimming banks |  | EA | not quantifiable | 03_Architectural_Plans_Demo_RCP.pdf p6 (A-3.12 RCP) / 03_Architectural_Plans_Demo_RCP.pdf p7 (A-3.22 mezzanine RCP) symbols (S, D, DB) not countable on the text layer
L_RC | Lighting | 26 27 26 | Receptacles called out on the interior elevations ('OUTLET, BLACK', 'POWER OUTLET @ 18" AFF') | 8 | EA | drawn | 2604-260921-HW_Comedy-Bid_Addendum1.pdf A-4.20 (1), A-4.21 (1), A-4.23 (1), A-4.24 (2), A-4.25 (1), A-4.30 (1), A-4.31 (1) | branch wiring, panels and E plans not issued
L_LED | Lighting | 26 51 13 | LED strip in base B-4 (mezzanine) and in light-beam millwork | 545 | LF | prior_estimate | base LF per F10; 2604-260921-HW_Comedy-Bid_Addendum1.pdf A-4.30 'LED BASE P-5'
L_BR | Lighting | 26 05 00 | Branch circuits, panels, feeders, lighting controls |  | LS | not quantifiable | E-2.0 / E-2.1 / E-2.2 are single line and existing panel schedules only; E plans not issued
M01 | Mechanical | 23 81 46 | Water-source heat pumps WSHP-1..6 and WSHP-8 (tonnage per M schedule not issued) | 7 | EA | prior_estimate | mac_session_page1.txt (summary) equipment register WSHP-1..6, WSHP-8; 03_Architectural_Plans_Demo_RCP.pdf p5 (A-2.20 mezzanine plan) KN14 'Mechanical HVAC units' x4 tags | M sheets not in the bid documents on hand
M02 | Mechanical | 11 44 00 | Type I kitchen exhaust hood with fire suppression | 1 | EA | drawn | 03_Architectural_Plans_Demo_RCP.pdf p4 (A-2.10 floor plan) KN8; 03_Architectural_Plans_Demo_RCP.pdf p6 (A-3.12 RCP) KN7 (hood length: A-2.10 outline not dimensioned, scales to 13 ft; M-6 states 18'-3" per mac_session_page1.txt summary) | K and M sheets not issued
M03 | Mechanical | 23 31 13 | Grease duct in 1-hr rated shaft (room 29) with fire wrap |  | LF | not quantifiable | 03_Architectural_Plans_Demo_RCP.pdf p6 (A-3.12 RCP) KN8; 03_Architectural_Plans_Demo_RCP.pdf p5 (A-2.20 mezzanine plan) room 29 grease duct shaft 58 SF (mac_session_page2.txt L275); duct LF not drawn
M04 | Mechanical | 23 34 00 | Exhaust fan EF-2 and make-up air unit MUA | 2 | EA | prior_estimate | mac_session_page1.txt (summary) equipment register EF-2, MUA riser | capacities not available
M05 | Mechanical | 23 37 13 | Supply diffusers, return and exhaust grilles, linear diffusers | 45 | EA | prior_estimate | mac_session_page1.txt L477 (23-040: 45 EA, M-1 air distribution; A-3.12 / A-3.22) | sizes per M-1 not on hand
M06 | Mechanical | 23 31 13 | Ductwork, supply/return/exhaust, insulation |  | LF | not quantifiable | M sheets not issued
M07 | Mechanical | 23 31 13 | Dishwasher exhaust duct from first floor through mezzanine |  | LF | not quantifiable | 03_Architectural_Plans_Demo_RCP.pdf p5 (A-2.20 mezzanine plan) KN11
M08 | Mechanical | 23 34 23 | Restroom exhaust fans, switched with lights | 2 | EA | drawn | 03_Architectural_Plans_Demo_RCP.pdf p7 (A-3.22 mezzanine RCP) KN6 x2 (men's 22, women's 23); 03_Architectural_Plans_Demo_RCP.pdf p10 (A-5.12 mezz restrooms) keynote 1
M09 | Mechanical | 23 05 93 | Test and balance |  | LS | not quantifiable | M sheets not issued
P01 | Plumbing | 22 41 13 | Accessible water closets, mezzanine restrooms | 2 | EA | drawn | 03_Architectural_Plans_Demo_RCP.pdf p10 (A-5.12 mezz restrooms) KN2 (one per restroom, rooms 22 and 23); 03_Architectural_Plans_Demo_RCP.pdf p5 (A-2.20 mezzanine plan) KN8
P02 | Plumbing | 22 41 16 | Lavatories K-2035-8 Pinoir vitreous china with metering faucets | 2 | EA | drawn | 03_Architectural_Plans_Demo_RCP.pdf p5 (A-2.20 mezzanine plan) 'K-2035-8 PINOIR LAVATORY' x2; 03_Architectural_Plans_Demo_RCP.pdf p10 (A-5.12 mezz restrooms) KN8, KN9
P03 | Plumbing | 22 13 23 | Grease interceptor in 1-hr rated enclosure with 6 in clearance | 1 | EA | drawn | 03_Architectural_Plans_Demo_RCP.pdf p4 (A-2.10 floor plan) KN14 | capacity (GPM) per P sheets not issued
P04 | Plumbing | 22 13 16 | Replace full 4 in sanitary main through kitchen from point of connection upstream of (E) restrooms |  | LF | not quantifiable | 03_Architectural_Plans_Demo_RCP.pdf p2 (A-1.10 demo plan) KN16 (P sheets not issued)
P05 | Plumbing | 22 13 19 | Floor sinks, floor drains and trenching for new kitchen |  | EA | not quantifiable | 03_Architectural_Plans_Demo_RCP.pdf p2 (A-1.10 demo plan) KN6 (count per P sheets not issued)
P06 | Plumbing | 22 11 00 | Water, waste, vent and gas rough-in to kitchen and bar equipment |  | LS | not quantifiable | K and P sheets not issued
P07 | Plumbing | 22 33 00 | Water heater |  | EA | not quantifiable | P sheets not issued
V01 | Low Voltage | 28 46 00 | Fire alarm devices and connection to building system |  | LS | not quantifiable | no FA drawings issued
V02 | Low Voltage | 27 41 00 | Sound system, AV, data and security |  | LS | not quantifiable | no LV drawings issued (E-2.1 shows an existing 'Sound System' circuit only)
V03 | Low Voltage | 21 13 13 | Fire sprinkler head relocation / additions at new ceilings and walls |  | EA | not quantifiable | 03_Architectural_Plans_Demo_RCP.pdf p7 (A-3.22 mezzanine RCP) sprinkler head symbols not countable on the text layer; 03_Architectural_Plans_Demo_RCP.pdf p2 (A-1.10 demo plan) KN17 (E) riser to remain
E01 | F&B equipment | 11 40 00 | Foodservice equipment package: cooking line, refrigeration, prep, dish, walk-ins |  | LS | not quantifiable | 03_Architectural_Plans_Demo_RCP.pdf p4 (A-2.10 floor plan) KN7 (K sheets not issued)
E02 | F&B equipment | 11 40 00 | Bar equipment package (main bar and mezzanine prep bar) |  | LS | not quantifiable | 03_Architectural_Plans_Demo_RCP.pdf p5 (A-2.20 mezzanine plan) KN7; 2604-260921-HW_Comedy-Bid_Addendum1.pdf A-4.30 key plan items TS-23, TBB-24GAL-72, Q-270, 18-53C
E03 | F&B equipment | 11 40 00 | Stainless steel countertop on bar diewall at 42 in AFF | 21.79 | LF | drawn | 03_Architectural_Plans_Demo_RCP.pdf p4 (A-2.10 floor plan) KN17 with dimension 21'-9 1/2"
E04 | F&B equipment | 12 36 00 | Pick-up counter at 34 in AFF (A-5.20 not issued) |  | LF | not quantifiable | 03_Architectural_Plans_Demo_RCP.pdf p5 (A-2.20 mezzanine plan) KN13
G01 | Other required scope | 01 31 13 | Superintendent, full time | 30 | WK | prior_estimate | mac_session_page1.txt L430 (01-020: 30 wk) | duration assumed in prior estimate (RFI G-05)
G02 | Other required scope | 01 31 13 | Project manager, 50% | 15 | WK | prior_estimate | mac_session_page1.txt L429 (01-010: 15 wk)
G03 | Other required scope | 01 31 13 | Project coordinator / document control, 50% | 15 | WK | prior_estimate | mac_session_page1.txt L431 (01-030: 15 wk)
G04 | Other required scope | 01 31 00 | Pre-construction: RFIs, submittals, sub buy-out, schedule | 1 | LS | prior_estimate | mac_session_page1.txt L432
G05 | Other required scope | 01 51 13 | Temporary power and lighting | 1 | LS | prior_estimate | mac_session_page1.txt L433
G06 | Other required scope | 01 52 13 | Temporary toilets, fencing, common-area and elevator protection (occupied building) | 1 | LS | prior_estimate | mac_session_page1.txt L434
G07 | Other required scope | 02 41 19 | Dumpsters / haul-off (non-demo) | 30 | WK | prior_estimate | mac_session_page1.txt L435 (01-070: 30 wk)
G08 | Other required scope | 01 74 13 | Daily clean-up during construction | 150 | DAY | prior_estimate | mac_session_page1.txt L436 (01-080: 30 wk) x 5 days/wk = 150 days; floor area 7141 SF (mac_session_page1.txt L437)
G09 | Other required scope | 01 74 13 | Final / construction clean | 7141 | SF | prior_estimate | mac_session_page1.txt L437 (7,141 SF gross)
G10 | Other required scope | 01 54 00 | Small tools, consumables, PPE, SSSP, safety | 1 | LS | prior_estimate | mac_session_page1.txt L438
G11 | Other required scope | 01 71 23 | Survey / layout / as-built documentation | 1 | LS | prior_estimate | mac_session_page1.txt L439
G12 | Other required scope | 01 54 36 | Mobilization, loading-zone/street permits, hoisting and one crane day | 1 | LS | prior_estimate | mac_session_page1.txt L440
G13 | Other required scope | 01 41 26 | Permit expediting (fees excluded) | 1 | LS | prior_estimate | mac_session_page1.txt L441
G14 | Other required scope | 01 77 00 | Close-out: O&M manuals, commissioning support, warranties | 1 | LS | prior_estimate | mac_session_page1.txt L442
G15 | Other required scope | 14 12 10 | Dumbwaiter, 2 stops (A-6.30 not issued) | 1 | EA | drawn | 03_Architectural_Plans_Demo_RCP.pdf p4 (A-2.10 floor plan) KN9; 03_Architectural_Plans_Demo_RCP.pdf p5 (A-2.20 mezzanine plan) KN9
G16 | Other required scope | 14 42 16 | ADA vertical wheelchair lift (A-6.20..A-6.22 not issued) - vendor quote (McKinley Equipment / Garaventa ROM on file) | 1 | EA | drawn | 03_Architectural_Plans_Demo_RCP.pdf p4 (A-2.10 floor plan) KN10; 03_Architectural_Plans_Demo_RCP.pdf p5 (A-2.20 mezzanine plan) KN10 | quote origin, not a book price
G17 | Other required scope | 03 30 00 | ADA lift pit / shaft base: saw-cut, excavation, concrete, rebar |  | LS | not quantifiable | A-6.21 and S sheets not issued
G18 | Other required scope | 03 30 00 | Dumbwaiter pit, curb and floor openings at two levels |  | LS | not quantifiable | A-6.30 not issued; 03_Architectural_Plans_Demo_RCP.pdf p3 (A-1.20 demo mezzanine) KN6
G19 | Other required scope | 03 30 00 | Footing / anchor pads for new steel posts |  | EA | not quantifiable | S sheets not issued
G20 | Other required scope | 03 30 00 | Equipment and grease-interceptor housekeeping pads |  | LS | not quantifiable | K/P sheets not issued
G21 | Other required scope | 02 41 19 | Core drilling for MEP and GPR scan of slab before cutting |  | LS | not quantifiable | M/P/E plans not issued
G22 | Other required scope | 10 44 13 | Fire extinguishers and cabinets | 8 | EA | prior_estimate | mac_session_page1.txt L476 (10-020: 8 EA); FE symbols not found on the A-2.10 / A-2.20 text layers (legend only)
G23 | Other required scope | 10 28 13 | Grab bars 1-1/2 in dia SS, 36 in and 42 in, mezzanine restrooms | 4 | EA | drawn | 03_Architectural_Plans_Demo_RCP.pdf p10 (A-5.12 mezz restrooms) KN3, KN4 (one each per restroom x2)
G24 | Other required scope | 10 28 13 | Surface-mounted toilet tissue dispensers | 2 | EA | drawn | 03_Architectural_Plans_Demo_RCP.pdf p10 (A-5.12 mezz restrooms) KN5 (x2 restrooms)
G25 | Other required scope | 10 28 13 | Surface-mounted toilet seat cover dispensers | 2 | EA | drawn | 03_Architectural_Plans_Demo_RCP.pdf p10 (A-5.12 mezz restrooms) KN6
G26 | Other required scope | 10 28 13 | Trash receptacles | 2 | EA | drawn | 03_Architectural_Plans_Demo_RCP.pdf p10 (A-5.12 mezz restrooms) KN10
G27 | Other required scope | 10 28 13 | Power hand dryers (GC to coordinate power) | 2 | EA | drawn | 03_Architectural_Plans_Demo_RCP.pdf p10 (A-5.12 mezz restrooms) KN11
G28 | Other required scope | 10 28 13 | Coat hooks on doors at 4'-0" AFF (accessible) | 2 | EA | drawn | 03_Architectural_Plans_Demo_RCP.pdf p10 (A-5.12 mezz restrooms) KN13
G29 | Other required scope | 10 28 13 | Surface-mounted mirrors, lowest reflective surface at 40 in max | 2 | EA | drawn | 03_Architectural_Plans_Demo_RCP.pdf p10 (A-5.12 mezz restrooms) KN14
G30 | Other required scope | 10 14 23 | Toilet room identification signage (8 & 9 / A-5.10) | 2 | EA | drawn | 03_Architectural_Plans_Demo_RCP.pdf p10 (A-5.12 mezz restrooms) KN15
G31 | Other required scope | 10 14 23 | Interior ADA room-identification and exit signage (other rooms) |  | EA | not quantifiable | sign schedule not issued
G32 | Other required scope | 07 84 13 | Firestopping and rated joints at penetrations of rated walls and shafts |  | LS | not quantifiable | M/P/E plans not issued
G33 | Other required scope | 06 10 53 | Rough carpentry, blocking and backing for millwork, accessories and equipment |  | LS | not quantifiable | not quantifiable from the plans
G34 | Other required scope | 02 82 00 | Hazardous materials survey (abatement excluded) |  | LS | not quantifiable | prior estimate allowance only
G35 | Other required scope | 09 29 10 | Finish mock-ups and sample approvals |  | LS | not quantifiable | mac_session_page1.txt summary (09-200)
G36 | Other required scope | 10 21 13 | Toilet partitions | 0 | EA | drawn | 03_Architectural_Plans_Demo_RCP.pdf p10 (A-5.12 mezz restrooms) plan: single-occupancy restrooms 22 and 23, no partitions drawn | none required

## unpriced_items
item_id | scope | bid_letter_item | division | description | component | qty | unit | qty_basis | qty_source | price_status | reason | candidate_row | takeoff_notes
D01 | line | Demolition | 02 41 19 | Strip (E) kitchen: equipment, walk-ins, hood and ducts (disconnect by trades) |  | 1340 | SF | prior_estimate | mac_session_page1.txt L445 (02-010: 1,340 SF, A-1.10 KN4, KN5; room area measured) | not_in_book | equipment count per K sheets not issued; the only hood-removal row is flagged | OT-11050510-4750 (flagged) | equipment count not available (no K sheets); A-1.10 KN4, KN5
D03 | line | Demolition | 02 41 19 | Remove (E) raised platforms, booths and ramp |  |  | LS | not quantifiable | 03_Architectural_Plans_Demo_RCP.pdf p2 (A-1.10 demo plan) KN10, KN12 (not dimensioned) | not_quantified | not dimensioned on A-1.10
D04 | line | Demolition | 02 41 19 | Remove (E) curved stair to mezzanine |  | 1 | EA | drawn | 03_Architectural_Plans_Demo_RCP.pdf p2 (A-1.10 demo plan) KN11; 03_Architectural_Plans_Demo_RCP.pdf p3 (A-1.20 demo mezzanine) KN8 | not_in_book | no stair demolition row in the book
D05 | line | Demolition | 02 41 19 | Remove (E) decorative non-bearing walls around structural columns |  |  | LS | not quantifiable | 03_Architectural_Plans_Demo_RCP.pdf p2 (A-1.10 demo plan) KN9 (2 tags + TYP.); 03_Architectural_Plans_Demo_RCP.pdf p3 (A-1.20 demo mezzanine) KN7 (3 tags + TYP.) | not_quantified | wall SF not dimensioned on A-1.10 / A-1.20 |  | SF not dimensioned
D06 | line | Demolition | 02 41 19 | Remove (E) partitions and shaft wall |  |  | LS | not quantifiable | 03_Architectural_Plans_Demo_RCP.pdf p3 (A-1.20 demo mezzanine) KN4, KN13 (1 tag); 03_Architectural_Plans_Demo_RCP.pdf p2 (A-1.10 demo plan) dashed walls not dimensioned | not_quantified | wall LF not dimensioned on A-1.10 / A-1.20
D07 | line | Demolition | 09 05 05 | Remove (E) ceiling coffers and mouldings, expose (E) structural beams (mezzanine) |  | 1088 | SF | inferred (explain) | 03_Architectural_Plans_Demo_RCP.pdf p3 (A-1.20 demo mezzanine) KN14; area = room M-21 1088 SF (mac_session_page2.txt L267) | book_row_not_verified | coffer material not stated; GWB ceiling demolition row is flagged; plaster-on-lath row (OT-09050510-1000, verified) would apply only if the coffers are plaster | OT-09050510-0200 (flagged) | coffer material not stated on A-1.20
D08 | line | Demolition | 02 41 19 | Saw-cut and remove (E) concrete floor for trenching, floor drains/sinks, dumbwaiter and dishwasher exhaust |  |  | LS | not quantifiable | 03_Architectural_Plans_Demo_RCP.pdf p2 (A-1.10 demo plan) KN6; 03_Architectural_Plans_Demo_RCP.pdf p3 (A-1.20 demo mezzanine) KN6, KN18 (P sheets not issued) | not_quantified | trench and opening dimensions per P sheets not issued | OT-02411916-0020 (verified, C.F.)
D09 | line | Demolition | 03 01 30 | Fill (E) core-drilled floor opening for ductwork |  | 1 | EA | drawn | 03_Architectural_Plans_Demo_RCP.pdf p3 (A-1.20 demo mezzanine) KN19 | not_in_book | no floor-opening patch row; opening size not stated |  | opening size not stated
D10 | line | Demolition | 08 05 05 | Remove two panels of (E) window glass and frame for new exit door(s) |  | 2 | EA | drawn | 03_Architectural_Plans_Demo_RCP.pdf p2 (A-1.10 demo plan) KN13; 03_Architectural_Plans_Demo_RCP.pdf p3 (A-1.20 demo mezzanine) KN9 ('two panels of window glass & frame') | book_row_not_verified | aluminum window removal rows are flagged (p268 'Aluminum, including trim, to 12 S.F.' sits under an unreadable section header and carries no cost code) | p268 window demolition line 0200 (flagged, no cost code)
D11 | line | Demolition | 08 05 05 | Remove (E) doors |  | 5 | EA | drawn | 03_Architectural_Plans_Demo_RCP.pdf p2 (A-1.10 demo plan) KN19 (2 tags); 03_Architectural_Plans_Demo_RCP.pdf p3 (A-1.20 demo mezzanine) KN12 (3 tags) | book_row_not_verified | interior door removal rows are machine_read / flagged | OT-08050510-1020 (machine_read) | tag instances counted on the text layer
D12 | line | Demolition | 26 05 05 | Remove (E) light fixtures on mezzanine ceiling |  |  | LS | not quantifiable | 03_Architectural_Plans_Demo_RCP.pdf p3 (A-1.20 demo mezzanine) KN15 (count not shown) | not_quantified | fixture count not shown on A-1.20
D13 | line | Demolition | 26 05 05 | Remove all (E) J-boxes and conduit in their entirety |  |  | LS | not quantifiable | 03_Architectural_Plans_Demo_RCP.pdf p2 (A-1.10 demo plan) general note 2; 03_Architectural_Plans_Demo_RCP.pdf p3 (A-1.20 demo mezzanine) general note 2 | not_quantified | not quantifiable
D14 | line | Demolition | 22 05 05 | Remove (E) bar plumbing utilities; (E) lines to remain if they cannot be removed |  |  | LS | not quantifiable | 03_Architectural_Plans_Demo_RCP.pdf p2 (A-1.10 demo plan) KN8, KN22; 03_Architectural_Plans_Demo_RCP.pdf p3 (A-1.20 demo mezzanine) KN20 | not_quantified | not quantifiable
D15 | line | Demolition | 09 05 05 | Patch and repair (E) terrazzo floor as required |  |  | LS | not quantifiable | 03_Architectural_Plans_Demo_RCP.pdf p2 (A-1.10 demo plan) KN14 (extent not shown) | not_quantified | extent not shown
D16 | line | Demolition | 02 41 19 | Expose (E) concrete columns; patch and repair |  |  | LS | not quantifiable | 03_Architectural_Plans_Demo_RCP.pdf p2 (A-1.10 demo plan) KN18; 03_Architectural_Plans_Demo_RCP.pdf p3 (A-1.20 demo mezzanine) KN11 (count not shown) | not_quantified | count not shown
W02 | component | Interior walls | 09 21 16 | New wall class B (tags 1A (2-hr), 3 (1-hr exterior plaster)): LF x average height = SF of wall (one face) | Metal studs 6" 20 ga 16" OC (type 1A / type 3) | 1952 | SF | prior_estimate | mac_session_page1.txt L636 (LF by drawn tag: A 921 / B 119 / C 20; average heights 13.5 / 16.4 / 14.0 ft carried from the original estimate), L637 (SF 12434 / 1952 / 280), L639 (L1 452 LF, mezz 608 LF); SF = 119 LF x 16.4 ft = 1952 | book_row_not_matching | drawn: 6" 20 ga studs 16" OC; nearest verified row OT-09221613-3410 is 25 ga 6" studs 12" OC under the 16' high 25 ga group; the 20 ga 6" rows carry an unreadable unit | OT-09221613-3410 (verified, 25 ga 12" OC); OT-09221613-3490 (verified, unit unreadable) | 1A: 6 in 20 ga studs, 2 layers Type X each side (2-hr); 3: 6 in 20 ga studs, 5/8 in DensGlass, felt, 1 in exterior plaster, 5/8 in Type X interior (A-2.10 wall notes)
W03 | line | Interior walls | 09 21 16 | New wall class C (tags shaft/enclosure walls with no tag): LF x average height = SF of wall (one face) |  | 280 | SF | prior_estimate | mac_session_page1.txt L636 (LF by drawn tag: A 921 / B 119 / C 20; average heights 13.5 / 16.4 / 14.0 ft carried from the original estimate), L637 (SF 12434 / 1952 / 280), L639 (L1 452 LF, mezz 608 LF); SF = 20 LF x 14.0 ft = 280 | spec_not_issued | shaft/enclosure assembly per A-6.xx / S sheets not issued |  | assembly per A-6.xx / S sheets (not issued)
W04 | line | Interior walls | 09 29 10 | Wall type AC: second layer of 5/8 in Type X each side (in addition to class A base assembly) |  |  | SF | not quantifiable | 03_Architectural_Plans_Demo_RCP.pdf p4 (A-2.10 floor plan) AC tags x8, 03_Architectural_Plans_Demo_RCP.pdf p5 (A-2.20 mezzanine plan) AC tags x4 (square tags counted on the text layer); LF per tag not separable from the class A total | not_quantified | AC-tagged LF not separable from the class A total |  | open item: AC share of class A not separable
W05 | line | Interior walls | 09 24 23 | Wall type 3 exterior side: 5/8 in DensGlass, 2 layers felt, 1 in exterior plaster |  |  | SF | not quantifiable | 03_Architectural_Plans_Demo_RCP.pdf p4 (A-2.10 floor plan) type 3 tags x4; 03_Architectural_Plans_Demo_RCP.pdf p5 (A-2.20 mezzanine plan) x2; LF per tag not separable from the class B total | not_quantified | type 3 LF not separable from the class B total | OT-09242340-1000 (stucco 3 coats, verified, S.Y.); OT-09242340-1900 (mesh wired to steel, verified)
W06 | line | Interior walls | 09 22 16 | Furr out and patch (E) wall for a continuous smooth surface |  |  | LS | not quantifiable | 03_Architectural_Plans_Demo_RCP.pdf p4 (A-2.10 floor plan) KN15 (not dimensioned) | not_quantified | not dimensioned
W07 | line | Interior walls | 09 22 16 | Low wall 24 in tall around sloped ceiling (mezzanine) |  |  | LF | not quantifiable | 03_Architectural_Plans_Demo_RCP.pdf p5 (A-2.20 mezzanine plan) KN17 (not dimensioned) | not_quantified | not dimensioned
W08 | component | Interior walls | 09 21 16 | Exit stair 1-hr enclosure walls (1704 N Vine): 6 in 16 ga studs 16 in o.c., 5/8 in Type X each side, 4 in acoustic insulation (UL U404) | Metal studs 6" 16 ga 16" OC (exit stair 1-hr wall) | 553.65 | SF | drawn | 2604-260626-Exit_Stairs-PC_Submittal1.pdf p3 (A-2.10 proposed plans): L1 runs 11'-10 1/2" + 5'-3" + 14'-11" + 6'-4" + 5'-11" = 44.29 LF; mezz runs 11'-10 1/2" + 5'-6" = 17.38 LF; heights 2604-260626-Exit_Stairs-PC_Submittal1.pdf p5 (A-6.11): 9'-6 1/2" V.I.F. (L1) and 7'-6 1/2" (mezz); SF = 44.29 x 9.542 + 17.38 x 7.542 = 553.7 | book_row_not_matching | drawn: 6" 16 ga studs 16" OC; nearest verified S.F. row OT-09221613-3410 is 25 ga 6" 12" OC; the 16 ga rows in 05 41 13 are priced per stud (Ea.) | OT-09221613-3410 (verified, 25 ga 12" OC); OT-05411310-0330 (verified, 16 ga 6" wide, Ea.) | wall note 1 on the submittal plan
W09 | line | Interior walls | 09 29 10 | Level 5 skim coat premium in public patron areas (dining, vestibules, restrooms) |  |  | SF | not quantifiable | 03_Architectural_Plans_Demo_RCP.pdf p4 (A-2.10 floor plan) GYP BOARD FINISH note 1; public/BOH wall split not separable | not_quantified | public / back-of-house wall split not separable
C01 | component | Ceilings | 09 22 26 | CLG-1D: new 5/8 in Firecode 30 GWB on new steel joists (3-5/8 in under 4 ft span, 6 in elsewhere), smooth washable finish | New steel ceiling joists 3-5/8" (span under 4') / 6" with track | 2114 | SF | inferred (explain) | rooms tagged CLG-1D on 03_Architectural_Plans_Demo_RCP.pdf p6 (A-3.12 RCP) / 03_Architectural_Plans_Demo_RCP.pdf p7 (A-3.22 mezzanine RCP): kitchen+storage+wait station 1530 (= 1653 - 123, mac_session_page2.txt L291, L270) + hallway L1 210 (= 913 - 703, mac_session_page2.txt L289, L280) + host+green room 227 (mac_session_page2.txt L287) + dumbwaiter 24 (mac_session_page2.txt L283) + prep bar 123 (mac_session_page2.txt L270) = 2114 | book_row_not_matching | drawn: GWB on new steel joists; nearest verified row OT-09222613-3400 is suspended 1-5/8" carrier channels, a different framing system | OT-09222613-3400 (verified, suspended channels) | excludes the 8'-0" CLG-1D perimeter band in dining 02 and the ADA lift lobby (not measured)
C03 | line | Ceilings | 09 29 10 | Mezzanine curved soffits CLG-1D at 15'-9" with P-3 (8 locations) |  |  | SF | not quantifiable | 03_Architectural_Plans_Demo_RCP.pdf p7 (A-3.22 mezzanine RCP) 'CURVE UP 15'-9" CLG-1D P-3' x8 (not dimensioned) | not_quantified | soffits not dimensioned
C06 | line | Ceilings | 07 21 29 | K-13 spray-applied acoustical insulation within (E) concrete coffers (no K-13 on ribs) |  | 4623 | SF | inferred (explain) | 03_Architectural_Plans_Demo_RCP.pdf p6 (A-3.12 RCP) / 03_Architectural_Plans_Demo_RCP.pdf p7 (A-3.22 mezzanine RCP) keynote 1 and AC-1 tags; upper-bound surface = C05 ceiling area (coffer share not stated) | not_in_book | no K-13 / spray cellulose acoustic insulation row in the book
C07 | line | Ceilings | 08 31 13 | Access hatches in GWB ceilings (Williams Bros. WB DW 405 / DWAL 414) |  |  | EA | not quantifiable | 03_Architectural_Plans_Demo_RCP.pdf p6 (A-3.12 RCP) / 03_Architectural_Plans_Demo_RCP.pdf p7 (A-3.22 mezzanine RCP) general notes 3, 4 (hatch symbols not counted; mech/plumb drawings not issued) | not_quantified | hatch count not shown | OT-08311310-4150 (verified, recessed drywall door 12x24)
C08 | line | Ceilings | 09 22 16 | Frame around (E) ceiling beams and new soffit at hallway openings (mezzanine) |  |  | LS | not quantifiable | 2604-260921-HW_Comedy-Bid_Addendum1.pdf A-4.30 notes 'GC TO FRAME WALL AROUND IT', 'ALIGN BOTTOM OF NEW SOFFIT' | not_quantified | not dimensioned
F01 | line | Flooring | 09 60 00 | Floor finish, dining 02 (level 1) - finish code not issued |  | 1925 | SF | prior_estimate | mac_session_page2.txt L288 (1,925 SF) | spec_not_issued | floor finish code not issued (A-2.75 / A-7.20) |  | A-2.75 floor finish plan and A-7.20 schedule not issued
F02 | line | Flooring | 09 60 00 | Floor finish, hallway 04 (level 1) - finish code not issued |  | 210 | SF | prior_estimate | mac_session_page2.txt L289 - L280 (913 - 703) | spec_not_issued | floor finish code not issued (A-2.75 / A-7.20) |  | A-2.75 not issued
F03 | line | Flooring | 09 30 13 | Lobby/host floor tile FL-7 / FL-8 checkerboard with GRT-1 and green room FL-4 |  | 227 | SF | prior_estimate | mac_session_page2.txt L287 (227 SF, rooms 01 + 03); 2604-260921-HW_Comedy-Bid_Addendum1.pdf A-4.20 tags FL-7, FL-8, GRT-1; A-4.21 FL-4 | spec_not_issued | lobby tile (FL-7/FL-8) and green room FL-4 areas not separable; tile product per A-7.20 not issued | OT-09311310-3300 (verified porcelain tile) | lobby/green room split not separable
F04 | line | Flooring | 09 60 00 | Floor finish, kitchen, dry storage, wait station - finish not issued |  | 1530 | SF | prior_estimate | mac_session_page2.txt L291 - L270 (1653 - 123) | spec_not_issued | kitchen floor finish not issued (quarry tile / epoxy TBD in prior estimate) | OT-09321610-0900 (quarry tile 6x6, verified); OT-09672323-1500 (epoxy topping 1/4", verified) | A-2.75 / A-7.20 not issued
F05 | line | Flooring | 09 60 00 | Floor finish, mezzanine dining 2 and hallway 35 - finish not issued |  | 1791 | SF | prior_estimate | mac_session_page2.txt L267 + L280 (1088 + 703) | spec_not_issued | floor finish code not issued (A-2.76 / A-7.20) |  | A-2.76 not issued
F07 | line | Flooring | 06 40 23 | Stage millwork platform, level 1, 18 in AFF with LVT FL-6 |  | 104 | SF | drawn | 2604-260921-HW_Comedy-Bid_Addendum1.pdf A-4.22 main stage plan 12'-0" x 8'-8" = 104 SF; 03_Architectural_Plans_Demo_RCP.pdf p4 (A-2.10 floor plan) KN18 | not_in_book | custom millwork platform with LVT; no verified platform or LVT row
F08 | line | Flooring | 06 40 23 | Stage millwork platform, mezzanine, 6 in AFF with LVT FL-6 |  |  | SF | not quantifiable | 03_Architectural_Plans_Demo_RCP.pdf p5 (A-2.20 mezzanine plan) KN22 (not dimensioned); 2604-260921-HW_Comedy-Bid_Addendum1.pdf A-4.30 note 5 shows 10 in | not_quantified | not dimensioned |  | stage height conflict 6 in vs 10 in
F10 | line | Flooring | 06 22 13 | LED base B-4 with P-5, mezzanine, lift lobbies and stair 2 (4 in, straight sections only) |  | 545 | LF | prior_estimate | mac_session_page2.txt L65-77 (fin_load.py output: wall finish SF by room and code read from Addendum 1 elevations A-4.20..A-4.34 and A-5.12): B-4 LF 86 + 9 + 33 + 125 + 11 + 260 + 21 = 545; 2604-260921-HW_Comedy-Bid_Addendum1.pdf A-4.32 note on straight sections | not_in_book | LED base profile not in the book
F12 | line | Flooring | 03 35 00 | Floor preparation, leveling and moisture mitigation |  |  | LS | not quantifiable | no finish plan issued (A-2.75 / A-2.76) | not_quantified | no finish plan issued
F13 | line | Flooring | 09 66 00 | 7 in terrazzo step at new exit door to match (E) sidewalk terrazzo |  |  | LF | not quantifiable | 03_Architectural_Plans_Demo_RCP.pdf p8 (A-4.01 exterior elevations) KN10 (length not dimensioned) | not_quantified | length not dimensioned
R01 | line | New Roofing | 07 50 00 | Roof penetrations, curbs and flashing at grease duct and rooftop equipment |  |  | LS | not quantifiable | no roof plan or M sheets issued | not_quantified | no roof plan or M sheets issued
I02 | line | Interior finishes | 06 22 13 | Poplar moulding grid 1/2 in x 1/4 in stained to match WC-8, at 1'-8" W x 2'-4" H o.c. |  | 2044.8 | LF | inferred (explain) | 2604-260921-HW_Comedy-Bid_Addendum1.pdf A-4.21..A-4.27 note; LF = WC-8 SF x (1/1.6667 + 1/2.3333) = 1988 x 1.0286 = 2045 | book_row_not_verified | drawn: 1/2" x 1/4" poplar strip stained to match WC-8; the only poplar crown row (p203 line 2510, 'Crown, 5/8" x 5/8", poplar', formerly OT-06221330-2510) is flagged in the replaced table (SECTION_ID_DOUBTFUL, no cost code, no total); the verified poplar rows of 06 22 13.30 (lines 0455-0575) are casing profiles 3/4" x 2-1/2" to 9-1/2", a different product | p203 line 2510 (flagged, no cost code); OT-06221330-0575 (verified, casing 3/4" x 2-1/2" poplar, not matching) | drawn size 1/2 x 1/4 in (T2 L21)
I05 | line | Interior finishes | 09 84 13 | TX-4 fabric-wrapped 2 in acoustic panels at main stage wall |  | 611 | SF | prior_estimate | mac_session_page2.txt L65-77 (fin_load.py output: wall finish SF by room and code read from Addendum 1 elevations A-4.20..A-4.34 and A-5.12): TX-4 611 (L1-02); 2604-260921-HW_Comedy-Bid_Addendum1.pdf A-4.22A detail | book_row_not_matching | TX-4 fabric-wrapped 2" acoustic panels: drawn: 2" acoustic panels with orange fabric stretched over them (A-4.22A); nearest verified row OT-09841310-1000 sits under 'FIXED PANELS, perforated steel facing' (mineral fiberboard, fabric covered, 3/4" thick, concealed spline), a different product | OT-09841310-1000 (verified)
I06 | line | Interior finishes | 12 22 00 | TX-2 drapery with HW-20 / HW-21 hardware (lobby arch, green room window, main room) |  | 22 | SF | prior_estimate | mac_session_page2.txt L65-77 (fin_load.py output: wall finish SF by room and code read from Addendum 1 elevations A-4.20..A-4.34 and A-5.12): TX-2 15 + 7 = 22 | not_in_book | drapery fabric not in the book (hardware rods only) | OT-12221610-4040 (traverse rod, verified)
I07 | line | Interior finishes | 06 42 00 | WD-1 wood paneling, main room |  | 145 | SF | prior_estimate | mac_session_page2.txt L65-77 (fin_load.py output: wall finish SF by room and code read from Addendum 1 elevations A-4.20..A-4.34 and A-5.12): WD-1 10 + mixed WD-1/WC-8 135 = 145 | not_in_book | no verified wood paneling row (hardboard paneling only)
I11 | line | Interior finishes | 06 22 13 | Planton poplar moulding over mezzanine doors, painted P-5 |  | 14 | EA | drawn | 2604-260921-HW_Comedy-Bid_Addendum1.pdf A-4.31 note 'PROVIDE PLANTON MOULDING OVER DOOR'; one per mezzanine door (14) | not_quantified | moulding LF per door not dimensioned (A-7.10 not issued) |  | LF per door not dimensioned (door widths per A-7.10 not issued)
I12 | line | Interior finishes | 06 22 13 | 2 in wood frame cased openings |  | 4 | EA | drawn | 03_Architectural_Plans_Demo_RCP.pdf p4 (A-2.10 floor plan) KN3 x3; 03_Architectural_Plans_Demo_RCP.pdf p5 (A-2.20 mezzanine plan) KN3 x1; 2604-260921-HW_Comedy-Bid_Addendum1.pdf A-4.31 '2" WOOD FRAME CASED OPENING, TYP.' | not_in_book | no verified casing / cased-opening row
I14 | line | Interior finishes | 03 35 00 | Stain and seal (E) concrete columns ST-2 / SL-2 |  | 16 | EA | prior_estimate | mac_session_page1.txt L116 (model: IfcColumn 16); 2604-260921-HW_Comedy-Bid_Addendum1.pdf A-4.20..A-4.34 '(E) CONCRETE COLUMN, CLEAN AND SEAL, TYP.' | not_quantified | column surface area not stated; sealer material carried in C05 |  | column surface area not stated
I15 | line | Interior finishes | 05 58 13 | Perforated metal enclosure floor to exposed ceiling at (E) plumbing lines around column |  | 2 | EA | drawn | 03_Architectural_Plans_Demo_RCP.pdf p4 (A-2.10 floor plan) KN21 x1; 03_Architectural_Plans_Demo_RCP.pdf p5 (A-2.20 mezzanine plan) KN23 x1 | not_in_book | custom perforated metal enclosure
I16 | line | Interior finishes | 06 40 23 | Light-beam millwork fins with LED (two channels) and stage-wall millwork |  |  | LS | not quantifiable | 03_Architectural_Plans_Demo_RCP.pdf p4 (A-2.10 floor plan) KN20; 2604-260921-HW_Comedy-Bid_Addendum1.pdf A-4.22A (not dimensioned in plan) | not_quantified | custom millwork, not dimensioned
I17 | line | Interior finishes | 06 40 23 | Mezzanine stage decorative wood 4 in x 3 in with 1 W bulbs at 12 in o.c. |  |  | LF | not quantifiable | 2604-260921-HW_Comedy-Bid_Addendum1.pdf A-4.30 details 8A/8B (stage not dimensioned) | not_quantified | not dimensioned
X01 | component | Exterior finishes | 08 43 13 | Exterior tempered-glass storefront exit doors to match (E) entry doors, with panic hardware, closer, weatherstrip and threshold | Panic exit device with accessible lever trim | 4 | EA | drawn | 03_Architectural_Plans_Demo_RCP.pdf p8 (A-4.01 exterior elevations) KN5 at elevations 2 and 4 (2); 2604-260626-Exit_Stairs-PC_Submittal1.pdf p3 KN3 at elevation 7 (2) | book_row_not_matching | drawn: panic hardware and accessible hardware on exterior exit doors (submittal KN3, A-4.01 KN5); the only verified rows with a panic device are average hardware sets for school / motel doors (OT-08712015-2250, 'Door'), a different product | OT-08712015-2250 (verified, hardware set) | A-7.10 not issued
X02 | line | Exterior finishes | 08 43 13 | Fixed tempered insulated glass storefront adjacent to exit door (1704 N Vine) and (N) fixed glass (6263 Hollywood) |  |  | SF | not quantifiable | 2604-260626-Exit_Stairs-PC_Submittal1.pdf p3 KN4; 03_Architectural_Plans_Demo_RCP.pdf p8 (A-4.01 exterior elevations) KN4; 03_Architectural_Plans_Demo_RCP.pdf p4 (A-2.10 floor plan) KN6 (panel sizes not dimensioned) | not_quantified | panel sizes not dimensioned | OT-08811010-0800 (1/4" tempered glass, verified); OT-08411320-0150 (tube framing, verified)
X03 | line | Exterior finishes | 04 41 00 | Salvage and reset (E) granite base at new exit door bays |  |  | LF | not quantifiable | 03_Architectural_Plans_Demo_RCP.pdf p8 (A-4.01 exterior elevations) KN8 (not dimensioned) | not_quantified | not dimensioned
X04 | line | Exterior finishes | 09 24 23 | New plaster wall to match (E) facade at exit door bays |  |  | SF | not quantifiable | 03_Architectural_Plans_Demo_RCP.pdf p8 (A-4.01 exterior elevations) KN9 (not dimensioned) | not_quantified | not dimensioned | OT-09242340-1000 (stucco, verified)
X05 | line | Exterior finishes | 07 42 13 | Aluminum metal panel, color to match (E) window frame |  |  | SF | not quantifiable | 03_Architectural_Plans_Demo_RCP.pdf p8 (A-4.01 exterior elevations) KN12 (not dimensioned) | not_quantified | not dimensioned
X06 | line | Exterior finishes | 05 52 13 | 1-1/2 in handrail at 34 in AFF at exterior step |  |  | LF | not quantifiable | 03_Architectural_Plans_Demo_RCP.pdf p8 (A-4.01 exterior elevations) KN7 (length not dimensioned) | not_quantified | not dimensioned | OT-05521350-0915 (wall rail, verified)
DR1 | component | Doors & Hardware | 08 14 16 | New interior doors, frames and hardware (type per A-7.10 not issued) | Hinges, closers and remaining hardware per A-7.10 | 22 | EA | drawn | new-door tags: 03_Architectural_Plans_Demo_RCP.pdf p4 (A-2.10 floor plan) 01, 02, 03, 04, 05, 06, 07, 08, 15, 16, 17, 18 (12); 03_Architectural_Plans_Demo_RCP.pdf p5 (A-2.20 mezzanine plan) 21, 22, 23, 24, 25, 26, 27, 28, 29, 30, 31, 34, 35, 39 (14); less 4 exterior storefront doors (X01) = 22 | book_row_not_matching | hardware sets per A-7.10 not issued; no verified hinge row; OT-08712030-8030 is a surface closer under the 'electronic closer-holder' heading and is not a hinge set | OT-08712030-8030 (verified, closer) | existing doors to remain: E09, E10, E11, E12, E13, E14, E32, E33, E38; prior estimate carried 24 (mac_session_page1.txt L627)
DR2 | component | Doors & Hardware | 08 13 13 | 1-hr fire-rated exit access door with panic hardware outside the rated stair shaft (1704 N Vine) | Panic hardware on the rated exit access door | 1 | EA | drawn | 2604-260626-Exit_Stairs-PC_Submittal1.pdf p3 KN5; p4 (A-6.10) KN5 | book_row_not_matching | drawn: panic hardware (submittal KN5); the only verified panic rows are average hardware sets for school / motel doors (OT-08712015-2250), a different product | OT-08712015-2250 (verified, hardware set)
DR3 | line | Doors & Hardware | 08 31 13 | Access doors in walls (Williams Bros.) |  |  | EA | not quantifiable | mech/plumb drawings not issued | not_quantified | count per mech/plumb drawings not issued | OT-08311310-4150 (verified)
S02 | line | Stairs & railing | 03 31 13 | Concrete fill in stair pans |  | 27.5 | SF | inferred (explain) | 10 treads x 11 in x 3'-0" stair width (2604-260626-Exit_Stairs-PC_Submittal1.pdf p4 A-6.10 dims) = 27.5 SF | not_in_book | no verified stair-pan concrete fill row
S04 | line | Stairs & railing | 05 12 23 | Landing posts HSS 4x4 (2 posts, floor to +6'-0" landing) |  | 12 | LF | inferred (explain) | 2604-260626-Exit_Stairs-PC_Submittal1.pdf p10 (S-3.10) section 1: 2 HSS4x posts; height = landing +6'-0" (A-6.11); LF = 2 x 6 = 12 | not_in_book | no verified HSS 4x4 row
S05 | line | Stairs & railing | 05 41 13 | Landing framing 800C162-54 joists @ 16 in o.c. with 800T162-54 track, 3/4 in Sure-Board decking |  | 20 | SF | inferred (explain) | 2604-260626-Exit_Stairs-PC_Submittal1.pdf p9 (S-2.10) joists/track; decking note 3; area = 5'-0" x 4'-0" = 20 SF | not_in_book | landing joists are listed per stud (Ea.) only; Sure-Board decking not in the book
S06 | line | Stairs & railing | 05 05 23 | Base plates 8x8x1/4 with (4) 1/2 in x 4 in embedded anchors and post plates with (2) 1/2 in x 4 in threaded rods |  | 12 | EA | drawn | 2604-260626-Exit_Stairs-PC_Submittal1.pdf p10 (S-3.10) details 3 (2 plates x 4 anchors), 4 and 5 (2 posts x 2 rods) = 8 + 4 = 12 anchors | book_row_not_matching | Embedded anchors 1/2" x 4" and threaded rods at base plates: drawn: 1/2" x 4" embedded anchors / threaded rods (S-3.10); nearest verified row OT-05051920-0600 is a 1/2" x 2-1/16" zinc expansion shield, a different product | OT-05051920-0600 (verified, expansion shield)
S08 | line | Stairs & railing | 05 51 13 | Visual warning strips 2-4 in wide at top and bottom treads |  | 2 | EA | drawn | 2604-260626-Exit_Stairs-PC_Submittal1.pdf p5 (A-6.11) KN2 | not_in_book | visual warning strip not in the book
S09 | line | Stairs & railing | 05 51 13 | Steel enclosure parallel to stringer closing gap to (E) wall |  |  | LS | not quantifiable | 2604-260626-Exit_Stairs-PC_Submittal1.pdf p4 (A-6.10) KN8 | not_quantified | not dimensioned
S10 | line | Stairs & railing | 05 51 13 | Stair 1 (interior, level 1 to mezzanine) and railing |  |  | LS | not quantifiable | 03_Architectural_Plans_Demo_RCP.pdf p4 (A-2.10 floor plan) KN5; A-6.10 / A-6.11 / A-6.12 of the main set not issued; mezzanine finish floor not dimensioned | not_quantified | A-6.10/11/12 of the main set not issued; riser count unknown
S11 | line | Stairs & railing | 05 52 13 | Guardrail 42 in AFF at mezzanine edge |  |  | LF | not quantifiable | 03_Architectural_Plans_Demo_RCP.pdf p5 (A-2.20 mezzanine plan) KN6 (A-4.15 not issued; LF not dimensioned) | not_quantified | LF not dimensioned; A-4.15 not issued | OT-05521350-2050 (42" steel rail, verified)
S12 | line | Stairs & railing | 06 40 23 | (N) step to access adjacent tenant space from mezzanine |  |  | LS | not quantifiable | 03_Architectural_Plans_Demo_RCP.pdf p5 (A-2.20 mezzanine plan) KN21 | not_quantified | not dimensioned
S13 | line | Stairs & railing | 05 12 23 | (N) structural posts per S sheets |  | 4 | EA | drawn | 03_Architectural_Plans_Demo_RCP.pdf p4 (A-2.10 floor plan) KN12 x2; 03_Architectural_Plans_Demo_RCP.pdf p5 (A-2.20 mezzanine plan) KN12 x2 (S sheets not issued) | spec_not_issued | post sizes per S sheets not issued
S14 | line | Stairs & railing | 26 51 13 | LED insert in stair 2 step treads |  |  | LS | not quantifiable | 2604-260921-HW_Comedy-Bid_Addendum1.pdf A-4.34 note | not_quantified | not dimensioned
O01 | line | Owner-provided equipment install | 12 30 00 | Reception desk (Natura Design Works Mila black tambour 36 x 190.7 x 44 in) - set in place |  | 1 | EA | drawn | 2604-260921-HW_Comedy-Bid_Addendum1.pdf A-4.20 lobby elevation note | owner_provided | owner-provided item; setting/installation labor has no verified row |  | owner-provided
O02 | line | Owner-provided equipment install | 06 41 00 | 2 in walnut shelves 18 in apart (lobby) |  |  | LF | not quantifiable | 2604-260921-HW_Comedy-Bid_Addendum1.pdf A-4.20 (length not dimensioned) | owner_provided | owner-provided item; setting/installation labor has no verified row |  | owner-provided
O03 | line | Owner-provided equipment install | 10 28 13 | 60 x 48 in oblong mirrors (bronze glass lobby; clear glass green room) |  | 2 | EA | drawn | 2604-260921-HW_Comedy-Bid_Addendum1.pdf A-4.20 and A-4.21 notes | owner_provided | owner-provided item; setting/installation labor has no verified row |  | owner-provided
O04 | line | Owner-provided equipment install | 10 28 13 | IBM Hollywood mirror Princess 60 x 45 in, green room |  | 1 | EA | drawn | 2604-260921-HW_Comedy-Bid_Addendum1.pdf A-4.21 note | owner_provided | owner-provided item; setting/installation labor has no verified row |  | owner-provided
O05 | line | Owner-provided equipment install | 12 36 00 | 60 x 18 in makeup counters, green room |  | 2 | EA | drawn | 2604-260921-HW_Comedy-Bid_Addendum1.pdf A-4.21 (two notes '60"x18" MAKEUP COUNTER') | owner_provided | owner-provided item; setting/installation labor has no verified row |  | owner-provided
O06 | line | Owner-provided equipment install | 10 57 00 | Mercury Row Garfinkel wall 5-hook |  | 1 | EA | drawn | 2604-260921-HW_Comedy-Bid_Addendum1.pdf A-4.21 note | owner_provided | owner-provided item; setting/installation labor has no verified row |  | owner-provided
O07 | line | Owner-provided equipment install | 08 50 00 | 3'-0" x 2'-8" oblong window, green room |  | 1 | EA | drawn | 2604-260921-HW_Comedy-Bid_Addendum1.pdf A-4.21 note | spec_not_issued | window type per A-7.10 not issued
O08 | line | Owner-provided equipment install | 11 40 00 | Foot rail from Kegworks at prep bar (by GC) |  |  | LF | not quantifiable | 2604-260921-HW_Comedy-Bid_Addendum1.pdf A-4.33 note (length not dimensioned) | not_quantified | length not dimensioned
L_A1 | line | Lighting | 26 51 13 | New light fixtures type A1 (A-3.70 schedule not issued) |  | 11 | EA | drawn | tags counted on 03_Architectural_Plans_Demo_RCP.pdf p6 (A-3.12 RCP) (9) and 03_Architectural_Plans_Demo_RCP.pdf p7 (A-3.22 mezzanine RCP) (2) text layers; matches mac_session_page1.txt L404-405 | spec_not_issued | fixture type per A-3.70 not issued |  | fixture type unknown
L_B1 | line | Lighting | 26 51 13 | New light fixtures type B1 (A-3.70 schedule not issued) |  | 28 | EA | drawn | tags counted on 03_Architectural_Plans_Demo_RCP.pdf p6 (A-3.12 RCP) (0) and 03_Architectural_Plans_Demo_RCP.pdf p7 (A-3.22 mezzanine RCP) (28) text layers; matches mac_session_page1.txt L404-405 | spec_not_issued | fixture type per A-3.70 not issued |  | fixture type unknown
L_C1 | line | Lighting | 26 51 13 | New light fixtures type C1 (A-3.70 schedule not issued) |  | 6 | EA | drawn | tags counted on 03_Architectural_Plans_Demo_RCP.pdf p6 (A-3.12 RCP) (0) and 03_Architectural_Plans_Demo_RCP.pdf p7 (A-3.22 mezzanine RCP) (6) text layers; matches mac_session_page1.txt L404-405 | spec_not_issued | fixture type per A-3.70 not issued |  | fixture type unknown
L_C2 | line | Lighting | 26 51 13 | New light fixtures type C2 (A-3.70 schedule not issued) |  | 3 | EA | drawn | tags counted on 03_Architectural_Plans_Demo_RCP.pdf p6 (A-3.12 RCP) (0) and 03_Architectural_Plans_Demo_RCP.pdf p7 (A-3.22 mezzanine RCP) (3) text layers; matches mac_session_page1.txt L404-405 | spec_not_issued | fixture type per A-3.70 not issued |  | fixture type unknown
L_D1 | line | Lighting | 26 51 13 | New light fixtures type D1 (A-3.70 schedule not issued) |  | 15 | EA | drawn | tags counted on 03_Architectural_Plans_Demo_RCP.pdf p6 (A-3.12 RCP) (9) and 03_Architectural_Plans_Demo_RCP.pdf p7 (A-3.22 mezzanine RCP) (6) text layers; matches mac_session_page1.txt L404-405 | spec_not_issued | fixture type per A-3.70 not issued |  | fixture type unknown
L_F1 | line | Lighting | 26 51 13 | New light fixtures type F1 (A-3.70 schedule not issued) |  | 24 | EA | drawn | tags counted on 03_Architectural_Plans_Demo_RCP.pdf p6 (A-3.12 RCP) (22) and 03_Architectural_Plans_Demo_RCP.pdf p7 (A-3.22 mezzanine RCP) (2) text layers; matches mac_session_page1.txt L404-405 | spec_not_issued | fixture type per A-3.70 not issued |  | fixture type unknown
L_X1 | line | Lighting | 26 51 13 | New light fixtures type X1 (A-3.70 schedule not issued) |  | 18 | EA | drawn | tags counted on 03_Architectural_Plans_Demo_RCP.pdf p6 (A-3.12 RCP) (9) and 03_Architectural_Plans_Demo_RCP.pdf p7 (A-3.22 mezzanine RCP) (9) text layers; matches mac_session_page1.txt L404-405 | spec_not_issued | fixture type per A-3.70 not issued |  | fixture type unknown
L_X2 | line | Lighting | 26 51 13 | New light fixtures type X2 (A-3.70 schedule not issued) |  | 3 | EA | drawn | tags counted on 03_Architectural_Plans_Demo_RCP.pdf p6 (A-3.12 RCP) (3) and 03_Architectural_Plans_Demo_RCP.pdf p7 (A-3.22 mezzanine RCP) (0) text layers; matches mac_session_page1.txt L404-405 | spec_not_issued | fixture type per A-3.70 not issued |  | fixture type unknown
L_Y1 | line | Lighting | 26 51 13 | New light fixtures type Y1 (A-3.70 schedule not issued) |  | 15 | EA | drawn | tags counted on 03_Architectural_Plans_Demo_RCP.pdf p6 (A-3.12 RCP) (2) and 03_Architectural_Plans_Demo_RCP.pdf p7 (A-3.22 mezzanine RCP) (13) text layers; matches mac_session_page1.txt L404-405 | spec_not_issued | fixture type per A-3.70 not issued |  | fixture type unknown
L_Y2 | line | Lighting | 26 51 13 | New light fixtures type Y2 (A-3.70 schedule not issued) |  | 11 | EA | drawn | tags counted on 03_Architectural_Plans_Demo_RCP.pdf p6 (A-3.12 RCP) (10) and 03_Architectural_Plans_Demo_RCP.pdf p7 (A-3.22 mezzanine RCP) (1) text layers; matches mac_session_page1.txt L404-405 | spec_not_issued | fixture type per A-3.70 not issued |  | fixture type unknown
L_Y3 | line | Lighting | 26 51 13 | New light fixtures type Y3 (A-3.70 schedule not issued) |  | 9 | EA | drawn | tags counted on 03_Architectural_Plans_Demo_RCP.pdf p6 (A-3.12 RCP) (9) and 03_Architectural_Plans_Demo_RCP.pdf p7 (A-3.22 mezzanine RCP) (0) text layers; matches mac_session_page1.txt L404-405 | spec_not_issued | fixture type per A-3.70 not issued |  | fixture type unknown
L_G | line | Lighting | 26 51 13 | Decorative fixtures G1..G21 |  | 62 | EA | drawn | G tags counted on 03_Architectural_Plans_Demo_RCP.pdf p6 (A-3.12 RCP) (35) and 03_Architectural_Plans_Demo_RCP.pdf p7 (A-3.22 mezzanine RCP) (27); matches mac_session_page1.txt L407-408 | spec_not_issued | decorative fixtures per A-3.70 not issued
L_EX | line | Lighting | 26 52 13 | Exit signs and emergency lighting |  |  | EA | not quantifiable | 03_Architectural_Plans_Demo_RCP.pdf p6 (A-3.12 RCP) / 03_Architectural_Plans_Demo_RCP.pdf p7 (A-3.22 mezzanine RCP) symbols not countable on the text layer; E sheets (plans) not issued | not_quantified | symbols not countable; E plans not issued | OT-26521316-0200 (LED exit sign, verified); OT-26521310-0900 (emergency unit, verified)
L_SW | line | Lighting | 26 27 26 | Switches, dimmers, dimming banks |  |  | EA | not quantifiable | 03_Architectural_Plans_Demo_RCP.pdf p6 (A-3.12 RCP) / 03_Architectural_Plans_Demo_RCP.pdf p7 (A-3.22 mezzanine RCP) symbols (S, D, DB) not countable on the text layer | not_quantified | symbols not countable | OT-26272620-0200 (switch), OT-26272620-1650 (dimmer), verified
L_LED | line | Lighting | 26 51 13 | LED strip in base B-4 (mezzanine) and in light-beam millwork |  | 545 | LF | prior_estimate | base LF per F10; 2604-260921-HW_Comedy-Bid_Addendum1.pdf A-4.30 'LED BASE P-5' | not_in_book | LED tape / base strip not in the book
L_BR | line | Lighting | 26 05 00 | Branch circuits, panels, feeders, lighting controls |  |  | LS | not quantifiable | E-2.0 / E-2.1 / E-2.2 are single line and existing panel schedules only; E plans not issued | not_quantified | E plans not issued
M01 | line | Mechanical | 23 81 46 | Water-source heat pumps WSHP-1..6 and WSHP-8 (tonnage per M schedule not issued) |  | 7 | EA | prior_estimate | mac_session_page1.txt (summary) equipment register WSHP-1..6, WSHP-8; 03_Architectural_Plans_Demo_RCP.pdf p5 (A-2.20 mezzanine plan) KN14 'Mechanical HVAC units' x4 tags | book_row_not_verified | water-source heat pump rows are machine_read; tonnage per M schedule not issued | OT-23814610-2100 / -2140 / -2220 (machine_read) | M sheets not in the bid documents on hand
M02 | line | Mechanical | 11 44 00 | Type I kitchen exhaust hood with fire suppression |  | 1 | EA | drawn | 03_Architectural_Plans_Demo_RCP.pdf p4 (A-2.10 floor plan) KN8; 03_Architectural_Plans_Demo_RCP.pdf p6 (A-3.12 RCP) KN7 (hood length: A-2.10 outline not dimensioned, scales to 13 ft; M-6 states 18'-3" per mac_session_page1.txt summary) | not_in_book | Type I kitchen hood not in the book (removal row only, flagged) | OT-11050510-4750 (flagged, removal) | K and M sheets not issued
M03 | line | Mechanical | 23 31 13 | Grease duct in 1-hr rated shaft (room 29) with fire wrap |  |  | LF | not quantifiable | 03_Architectural_Plans_Demo_RCP.pdf p6 (A-3.12 RCP) KN8; 03_Architectural_Plans_Demo_RCP.pdf p5 (A-2.20 mezzanine plan) room 29 grease duct shaft 58 SF (mac_session_page2.txt L275); duct LF not drawn | not_quantified | duct LF not drawn; fire wrap not in the book
M04 | line | Mechanical | 23 34 00 | Exhaust fan EF-2 and make-up air unit MUA |  | 2 | EA | prior_estimate | mac_session_page1.txt (summary) equipment register EF-2, MUA riser | spec_not_issued | capacities not available | OT-23733910-0100..0300 (make-up air by MBH, verified) | capacities not available
M06 | line | Mechanical | 23 31 13 | Ductwork, supply/return/exhaust, insulation |  |  | LF | not quantifiable | M sheets not issued | not_quantified | M sheets not issued
M07 | line | Mechanical | 23 31 13 | Dishwasher exhaust duct from first floor through mezzanine |  |  | LF | not quantifiable | 03_Architectural_Plans_Demo_RCP.pdf p5 (A-2.20 mezzanine plan) KN11 | not_quantified | M sheets not issued
M09 | line | Mechanical | 23 05 93 | Test and balance |  |  | LS | not quantifiable | M sheets not issued | not_quantified | M sheets not issued
P02 | component | Plumbing | 22 41 16 | Lavatories K-2035-8 Pinoir vitreous china with metering faucets | Lavatory K-2035-8 Pinoir, wall-hung vitreous china 20" x 18", with metering faucet | 2 | EA | drawn | 03_Architectural_Plans_Demo_RCP.pdf p5 (A-2.20 mezzanine plan) 'K-2035-8 PINOIR LAVATORY' x2; 03_Architectural_Plans_Demo_RCP.pdf p10 (A-5.12 mezz restrooms) KN8, KN9 | book_row_not_matching | drawn: wall-hung lavatory K-2035-8 Pinoir (A-2.20, A-5.12 KN8, KN9); nearest verified row OT-22441613-2900 is a vanity-top vitreous china 20" x 16" bowl, a different mounting; the wall-hung rows are not verified | OT-22441613-2900 (verified, vanity top)
P03 | line | Plumbing | 22 13 23 | Grease interceptor in 1-hr rated enclosure with 6 in clearance |  | 1 | EA | drawn | 03_Architectural_Plans_Demo_RCP.pdf p4 (A-2.10 floor plan) KN14 | spec_not_issued | interceptor capacity (GPM) per P sheets not issued; in the replaced table the grease interceptor rows (p514 lines 0150 / 0200 / 1060 / 1120, by GPM) are flagged under an unreadable section header and carry no cost code | p514 lines 0150 / 0200 / 1060 / 1120 (flagged, no cost code) | capacity (GPM) per P sheets not issued
P04 | line | Plumbing | 22 13 16 | Replace full 4 in sanitary main through kitchen from point of connection upstream of (E) restrooms |  |  | LF | not quantifiable | 03_Architectural_Plans_Demo_RCP.pdf p2 (A-1.10 demo plan) KN16 (P sheets not issued) | not_quantified | LF per P sheets not issued
P05 | line | Plumbing | 22 13 19 | Floor sinks, floor drains and trenching for new kitchen |  |  | EA | not quantifiable | 03_Architectural_Plans_Demo_RCP.pdf p2 (A-1.10 demo plan) KN6 (count per P sheets not issued) | not_quantified | count per P sheets not issued
P06 | line | Plumbing | 22 11 00 | Water, waste, vent and gas rough-in to kitchen and bar equipment |  |  | LS | not quantifiable | K and P sheets not issued | not_quantified | K / P sheets not issued
P07 | line | Plumbing | 22 33 00 | Water heater |  |  | EA | not quantifiable | P sheets not issued | not_quantified | P sheets not issued
V01 | line | Low Voltage | 28 46 00 | Fire alarm devices and connection to building system |  |  | LS | not quantifiable | no FA drawings issued | not_quantified | no FA drawings issued
V02 | line | Low Voltage | 27 41 00 | Sound system, AV, data and security |  |  | LS | not quantifiable | no LV drawings issued (E-2.1 shows an existing 'Sound System' circuit only) | not_quantified | no LV drawings issued
V03 | line | Low Voltage | 21 13 13 | Fire sprinkler head relocation / additions at new ceilings and walls |  |  | EA | not quantifiable | 03_Architectural_Plans_Demo_RCP.pdf p7 (A-3.22 mezzanine RCP) sprinkler head symbols not countable on the text layer; 03_Architectural_Plans_Demo_RCP.pdf p2 (A-1.10 demo plan) KN17 (E) riser to remain | not_quantified | head count not countable; F sheets not issued | OT-21131350-3730 (sprinkler head, verified)
E01 | line | F&B equipment | 11 40 00 | Foodservice equipment package: cooking line, refrigeration, prep, dish, walk-ins |  |  | LS | not quantifiable | 03_Architectural_Plans_Demo_RCP.pdf p4 (A-2.10 floor plan) KN7 (K sheets not issued) | not_in_book | quote required (K sheets not issued)
E02 | line | F&B equipment | 11 40 00 | Bar equipment package (main bar and mezzanine prep bar) |  |  | LS | not quantifiable | 03_Architectural_Plans_Demo_RCP.pdf p5 (A-2.20 mezzanine plan) KN7; 2604-260921-HW_Comedy-Bid_Addendum1.pdf A-4.30 key plan items TS-23, TBB-24GAL-72, Q-270, 18-53C | not_in_book | quote required
E03 | line | F&B equipment | 11 40 00 | Stainless steel countertop on bar diewall at 42 in AFF |  | 21.79 | LF | drawn | 03_Architectural_Plans_Demo_RCP.pdf p4 (A-2.10 floor plan) KN17 with dimension 21'-9 1/2" | not_in_book | no verified stainless steel countertop row
E04 | line | F&B equipment | 12 36 00 | Pick-up counter at 34 in AFF (A-5.20 not issued) |  |  | LF | not quantifiable | 03_Architectural_Plans_Demo_RCP.pdf p5 (A-2.20 mezzanine plan) KN13 | not_quantified | A-5.20 not issued
G01 | line | Other required scope | 01 31 13 | Superintendent, full time |  | 30 | WK | prior_estimate | mac_session_page1.txt L430 (01-020: 30 wk) | book_row_not_verified | field personnel rows are flagged | OT-01311320-0240 (superintendent, header/flagged) | duration assumed in prior estimate (RFI G-05)
G02 | line | Other required scope | 01 31 13 | Project manager, 50% |  | 15 | WK | prior_estimate | mac_session_page1.txt L429 (01-010: 15 wk) | book_row_not_verified | field personnel rows are flagged | OT-01311320-0180 (project manager, flagged)
G03 | line | Other required scope | 01 31 13 | Project coordinator / document control, 50% |  | 15 | WK | prior_estimate | mac_session_page1.txt L431 (01-030: 15 wk) | not_in_book | no coordinator row
G04 | line | Other required scope | 01 31 00 | Pre-construction: RFIs, submittals, sub buy-out, schedule |  | 1 | LS | prior_estimate | mac_session_page1.txt L432 | not_in_book | company lump-sum item; no matching verified row (temporary utility rows carry no cost)
G05 | line | Other required scope | 01 51 13 | Temporary power and lighting |  | 1 | LS | prior_estimate | mac_session_page1.txt L433 | not_in_book | company lump-sum item; no matching verified row (temporary utility rows carry no cost)
G06 | line | Other required scope | 01 52 13 | Temporary toilets, fencing, common-area and elevator protection (occupied building) |  | 1 | LS | prior_estimate | mac_session_page1.txt L434 | not_in_book | company lump-sum item; no matching verified row (temporary utility rows carry no cost)
G09 | line | Other required scope | 01 74 13 | Final / construction clean |  | 7141 | SF | prior_estimate | mac_session_page1.txt L437 (7,141 SF gross) | book_row_not_verified | final clean by GC row is flagged | OT-01741320-0100 (flagged)
G10 | line | Other required scope | 01 54 00 | Small tools, consumables, PPE, SSSP, safety |  | 1 | LS | prior_estimate | mac_session_page1.txt L438 | not_in_book | company lump-sum item; no matching verified row (temporary utility rows carry no cost)
G11 | line | Other required scope | 01 71 23 | Survey / layout / as-built documentation |  | 1 | LS | prior_estimate | mac_session_page1.txt L439 | not_in_book | company lump-sum item; no matching verified row (temporary utility rows carry no cost)
G12 | line | Other required scope | 01 54 36 | Mobilization, loading-zone/street permits, hoisting and one crane day |  | 1 | LS | prior_estimate | mac_session_page1.txt L440 | not_in_book | company lump-sum item; no matching verified row (temporary utility rows carry no cost)
G13 | line | Other required scope | 01 41 26 | Permit expediting (fees excluded) |  | 1 | LS | prior_estimate | mac_session_page1.txt L441 | not_in_book | company lump-sum item; no matching verified row (temporary utility rows carry no cost)
G14 | line | Other required scope | 01 77 00 | Close-out: O&M manuals, commissioning support, warranties |  | 1 | LS | prior_estimate | mac_session_page1.txt L442 | not_in_book | company lump-sum item; no matching verified row (temporary utility rows carry no cost)
G15 | line | Other required scope | 14 12 10 | Dumbwaiter, 2 stops (A-6.30 not issued) |  | 1 | EA | drawn | 03_Architectural_Plans_Demo_RCP.pdf p4 (A-2.10 floor plan) KN9; 03_Architectural_Plans_Demo_RCP.pdf p5 (A-2.20 mezzanine plan) KN9 | book_row_not_verified | electric dumbwaiter rows are flagged | OT-14121010-0020 (flagged)
G16 | line | Other required scope | 14 42 16 | ADA vertical wheelchair lift (A-6.20..A-6.22 not issued) - vendor quote (McKinley Equipment / Garaventa ROM on file) |  | 1 | EA | drawn | 03_Architectural_Plans_Demo_RCP.pdf p4 (A-2.10 floor plan) KN10; 03_Architectural_Plans_Demo_RCP.pdf p5 (A-2.20 mezzanine plan) KN10 | quote | vendor quote origin (McKinley Equipment e-mail, Garaventa ROM on file); not a book price |  | quote origin, not a book price
G17 | line | Other required scope | 03 30 00 | ADA lift pit / shaft base: saw-cut, excavation, concrete, rebar |  |  | LS | not quantifiable | A-6.21 and S sheets not issued | not_quantified | drawings not issued
G18 | line | Other required scope | 03 30 00 | Dumbwaiter pit, curb and floor openings at two levels |  |  | LS | not quantifiable | A-6.30 not issued; 03_Architectural_Plans_Demo_RCP.pdf p3 (A-1.20 demo mezzanine) KN6 | not_quantified | drawings not issued
G19 | line | Other required scope | 03 30 00 | Footing / anchor pads for new steel posts |  |  | EA | not quantifiable | S sheets not issued | not_quantified | drawings not issued
G20 | line | Other required scope | 03 30 00 | Equipment and grease-interceptor housekeeping pads |  |  | LS | not quantifiable | K/P sheets not issued | not_quantified | drawings not issued
G21 | line | Other required scope | 02 41 19 | Core drilling for MEP and GPR scan of slab before cutting |  |  | LS | not quantifiable | M/P/E plans not issued | not_quantified | drawings not issued
G23 | line | Other required scope | 10 28 13 | Grab bars 1-1/2 in dia SS, 36 in and 42 in, mezzanine restrooms |  | 4 | EA | drawn | 03_Architectural_Plans_Demo_RCP.pdf p10 (A-5.12 mezz restrooms) KN3, KN4 (one each per restroom x2) | not_in_book | the only verified grab-bar row (install only) carries no unit and is not usable; material rows not verified | OT-10281313-9996 (unit blank)
G24 | line | Other required scope | 10 28 13 | Surface-mounted toilet tissue dispensers |  | 2 | EA | drawn | 03_Architectural_Plans_Demo_RCP.pdf p10 (A-5.12 mezz restrooms) KN5 (x2 restrooms) | not_in_book | no verified toilet tissue dispenser row
G25 | line | Other required scope | 10 28 13 | Surface-mounted toilet seat cover dispensers |  | 2 | EA | drawn | 03_Architectural_Plans_Demo_RCP.pdf p10 (A-5.12 mezz restrooms) KN6 | not_in_book | verified row OT-10281313-6050 carries unit S.F. (misread) and is not usable | OT-10281313-6050 (unit unreadable)
G26 | line | Other required scope | 10 28 13 | Trash receptacles |  | 2 | EA | drawn | 03_Architectural_Plans_Demo_RCP.pdf p10 (A-5.12 mezz restrooms) KN10 | not_in_book | verified row OT-10281313-8100 carries no unit and is not usable | OT-10281313-8100 (unit blank)
G31 | line | Other required scope | 10 14 23 | Interior ADA room-identification and exit signage (other rooms) |  |  | EA | not quantifiable | sign schedule not issued | not_quantified | sign schedule not issued
G32 | line | Other required scope | 07 84 13 | Firestopping and rated joints at penetrations of rated walls and shafts |  |  | LS | not quantifiable | M/P/E plans not issued | not_quantified | penetrations per M/P/E plans not issued
G33 | line | Other required scope | 06 10 53 | Rough carpentry, blocking and backing for millwork, accessories and equipment |  |  | LS | not quantifiable | not quantifiable from the plans | not_quantified | not quantifiable
G34 | line | Other required scope | 02 82 00 | Hazardous materials survey (abatement excluded) |  |  | LS | not quantifiable | prior estimate allowance only | not_in_book | survey service, no row
G35 | line | Other required scope | 09 29 10 | Finish mock-ups and sample approvals |  |  | LS | not quantifiable | mac_session_page1.txt summary (09-200) | not_quantified | not quantifiable

## summary_by_item
bid_letter_item | exact direct (bare) | exact sell | substitute direct (bare) | substitute sell | combined direct | combined sell | book O&P extended (reference) | lines with a price | unpriced lines | unpriced components
Demolition | 0 | 0 | 371.38 | 446.33 | 371.38 | 446.33 | 0 | 1 | 15 | 0
Interior walls | 2236.75 | 2688.18 | 132661.68 | 159435.99 | 134898.43 | 162124.17 | 154808.99 | 3 | 6 | 2
Ceilings | 0 | 0 | 12120.24 | 14566.4 | 12120.24 | 14566.4 | 9065.35 | 4 | 4 | 1
Flooring | 0 | 0 | 5609.07 | 6741.11 | 5609.07 | 6741.11 | 2665.6 | 3 | 10 | 0
New Roofing | 0 | 0 | 0 | 0 | 0 | 0 | 0 | 0 | 1 | 0
Interior finishes | 0 | 0 | 16036.36 | 19272.88 | 16036.36 | 19272.88 | 11530.96 | 8 | 10 | 0
Exterior finishes | 0 | 0 | 11964.2 | 14378.86 | 11964.2 | 14378.86 | 14145.88 | 1 | 5 | 1
Doors & Hardware | 0 | 0 | 33487.32 | 40245.86 | 33487.32 | 40245.86 | 158.18 | 3 | 1 | 2
Stairs & railing | 0 | 0 | 8966.63 | 10776.31 | 8966.63 | 10776.31 | 1213.79 | 3 | 11 | 0
Owner-provided equipment install | 0 | 0 | 0 | 0 | 0 | 0 | 0 | 0 | 8 | 0
Lighting | 0 | 0 | 174.96 | 210.27 | 174.96 | 210.27 | 255.36 | 1 | 16 | 0
Mechanical | 0 | 0 | 5582.34 | 6708.99 | 5582.34 | 6708.99 | 6899.68 | 2 | 7 | 0
Plumbing | 4252.62 | 5110.9 | 1245.68 | 1497.09 | 5498.3 | 6607.99 | 7003.76 | 2 | 5 | 1
Low Voltage | 0 | 0 | 0 | 0 | 0 | 0 | 0 | 0 | 3 | 0
F&B equipment | 0 | 0 | 0 | 0 | 0 | 0 | 0 | 0 | 4 | 0
Other required scope | 67043.28 | 80574.22 | 34108.36 | 40992.25 | 101151.64 | 121566.47 | 133640.25 | 7 | 28 | 0
TOTAL | 73532.65 | 88373.3 | 262328.22 | 315272.35 | 335860.87 | 403645.65 | 341387.8 |  | 134 | 7
priced_exact: the only tier priced from the book without an assumption (row = specified work and product as the issued sheets fix it).
priced_substitute: a different or unspecified product, size, gauge, type or finish system, or part coverage; for decision only (see reason column).
Sell = direct x 1.04 (contingency) x 1.08 (overhead) x 1.07 (profit) = direct x 1.201824; applied once on the bare direct of each tier.
Book O&P column is the installing contractor's O&P; shown for reference only, not added to any sell figure.